## MachQChart
Lab | Process Area | Where | CORAL Name | It is: | It does: | Maker/Model | Units | per:(self-run) | if staff
EBL | e-litho | 24-041 | Elionix | 125 keV, hi-res e-beam writer | e-beam write | Elionix F-125 | 9 | hour | 9
EML | Wet | 39-5 | acid-hood-EML | fume hood | acid wet etch |  | 8 | hour | 12
EML | Photo | 39-5F 1-South Photo | coater-EML | spinner | coats PR | Solitec | 2 | wafer | 4
EML | Photo | 39-5F 3-South Packaging | hotpress | hydraulic press | applies loads ~100 kN, electrically heats to ~340 C; used on thermoplastic films (eg, PMMA) | Carver 4386 | 8 | hour | 12
EML | Metrology | 39-5 | parametric-tester | parametric-tester | measures device characteristics | Hewlett-Packard | 2 | hour | 4
EML | Wet | 39- 5F 1-South Photo | photo-hood-EML | fume hood | solvent wet etch |  | 8 | run | 12
EML | PECVD-RIE | 39-5F 3-South Packaging | plasmatherm | dual chamber PECVD-RIE | etches & deposits dielectrics; heated chuck | Plasmatherm SL-700 | 7 | wafer+thickness | 14
EML | Wet | 39-5F 1-South Photo | SolventHood-EML | fume hood for solvents, no drain | solvent chemistry |  | 8 | run | 12
ICL | Metrology | 39-2F 1-South Metrology | 4-pt-probe | resistivity measurement system | resistivity measurement |  | 2 | hour | 4
ICL | Diffusion | 39-2F 4-North Diffusion | 5A-GateOx | atmosph. diffusion tube | for gate oxide, CMOS only | Thermco 10K | 25 | run+steam | 39
ICL | Diffusion | 39-2F 4-North Diffusion | 5B-Anneal | atmosph. diffusion tube | for annealing, including Concept1 films | Thermco 10K | 25 | run+steam | 39
ICL | Diffusion | 39-2F 4-North Diffusion | 5C-FieldOx | atmosph. diffusion tube | for oxidation | Thermco 10K | 25 | run+steam | 39
ICL | Diffusion | 39-2F 4-North Diffusion | 5D-ThickOx | atmosph. diffusion tube | for oxidation, CMOS only | Thermco 10K | 25 | run+steam | 39
ICL | Diffusion | 39-2F 4-North Diffusion | 6A-nPoly | low P diffusion tube | LPCVD plysilicon; CMOS only | Thermco 10K | 65 | run+70/um | 74
ICL | Diffusion | 39-2F 4-North Diffusion | 6D-Nitride | low P diffusion tube | LPCVD stoichiometric Si nitride | Thermco 10K | 65 | run+70/um | 74
ICL | Metrology | 39-2F 2-North Etch | AFM | Atomic Force Microscope | surface topology | Veeco D3100 | 9 | hour | 12
ICL | Deposition | 39-2F 1-North Deposition | ALD | atomic layer dep | atomic layer dep: Al,Hf,Ti ox, TiN (precursors =Al, Hf, W, H2O, NH3, O3) | Cambridge Nanotech | 7 | wafer+thickness | 21
ICL | Deposition | 39-2F 1-South Metrology | ALD-Oxford | plasma-assisted atomic layer dep | plasma-ALD: Al,Hf,Ti ox;W,Ti nitr( precursors=Al, Hf, W, Ti, Si, H2O, O2, NH3, O3) | Oxford FlexAl | 7 | wafer+thickness | 21
ICL | Etch | 39-2F 2-South DepAndEtch | AME5000 | plasma etcher | Chamber A: SiO2, BPSG, LTO; Chamber B: Si nitride, poly | AMAT Precision 5000 | 7 | wafer+thickness | 14
ICL | Photo | 39-2F 3-South Photo | asher-ICL | plasma asher | strip PR | Matrix 106 | 2 | run | 4
ICL | Deposition | 39-2F 1-North Deposition | concept1 | dielectric plasma dep | deposits oxide, nitride, TEOS | Novellus Concept 1 | 7 | wafer | 14
ICL | Metrology | 39-2F 1-South Metrology | cv | CV bridge | measures capacitance vs voltage | Boonton | 1 | wafer | 3
ICL | Deposition | 39-2F 4-South Diffusion | DCVD | dielectric plasma dep | deposits oxide, nitride | AMAT Centura 5200 | 7 | wafer+thickness | 14
ICL | Packaging | 39-5F 3-South Packaging | diesaw | diesaw | dices wafers | Disco DAD-2H/6T | 3 | wafer+cut | 6
ICL | Deposition | 39-2F 2-South Etch | eBeam-EVO | metal evaporator | Al, Ir, Pt, Co, W, Er, Ti, Mo, SiO2, Si, Ta | Angstrom Engineering EvoVac | 20 | wafer+material | 27
ICL | Deposition | 39-2F 1-North Deposition | endura | metal sputtering system | sputters Ti, TiN, Al, AlSi | AMAT Endura | 10 | wafer+material | 20
ICL | Deposition | 39-528 | epi-Centura | Ultra Hi-vac chem vapor dep | grows Si & SiGe epilayers | AMAT Centura 5200 | 32 | run+material | 32
ICL | Photo | 39-2F 3-North Photo | i-stepper | wafer stepper | patterns wafers, 5x reduction, 0.5 um resolution | Nikon NSR-2005i9 i-line(365nm) | 6 | wafer | 9
ICL | Etch | 39-2F 2-North Etch | LAM490B | plasma etcher | for Si & nitride [gases=C2F6,SF6,Cl2,He,O2] | LAM 490B | 7 | wafer+thickness | 14
ICL | Etch | 39-2F 2-North Etch | LAM590-ICL | plasma etcher | for oxide [gases=CHF3,CF4,He,O2] | LAM 590B | 7 | wafer+thickness | 14
ICL | Wet | 39-2F 3-South Photo | nitrEtch-HotPhos | wet station | wet etches nitride (1st tank) | Semifab WPS-400 | 25 | run | 32
ICL | Wet | 39-2F 3-South Photo | oxEtch-BOE | wet station | wet etch oxide | Semifab WPS-400 | 25 | run | 32
ICL | PECVD-RIE | 39-2F 1-NorthExtension Deposition | Oxford-100 | plasma etch/dep | for Si, nitride, TEOS [gases=C2F6,SF6,Cl2,He,O2; NH3,SiH4] | Oxford Plasmalab System 100 | 7 | wafer+thickness | 14
ICL | Metrology | 39-2F 1-South Metrology | P10 | profilometer | measures surface roughness | Tencor/Prometrix P-10 | 5 | hour | 10
ICL | Wet | 39-2F 2-South DepAndEtch | premetal-Piranha | wet station | for piranha & HF dip | Semifab WPS-400 | 25 | run | 32
ICL | Photo | 39-2F 3-South Photo | pTrack | wafer track | coats and develops photoresist |  | 2 | wafer | 4
ICL | Etch | 39-2F 1-Hallway Etch | rainbow | plasma etcher | for metal (Al, Ti) [gases=SF6,Cl2,BCl3,CHCl3,N2] | LAM 9600 | 7 | wafer | 14
ICL | Diffusion | 39-2F 4-South Diffusion | rca-ICL | wet station | RCA clean |  | 25 | run | 39
ICL | Diffusion | 39-2F 4-South Diffusion | RTA-NoMetal | rapid thermal annealer | anneals samples without metal | Annealsys150 | 4 | wafer | 5
ICL | Diffusion | 39- 2F 4-South Diffusion | RTA-pieces | rapid thermal annealer | non-Au, accepts ≤3" wf & pieces | Annealsys | 4 | wafer | 5
ICL | Metrology | 39-2F 3-North Photo | semZeiss | low-V scanning electron microscope | scanning electron imaging | Zeiss Supra 40 | 9 | hour | 12
ICL | Metrology | 39-2 | SM-300 | optical thin film measurement tool (for unpatterned wafers) | film thicness measurements | Prometrix (now KLA-Tencor) SM-300 | 5 | hour | 10
ICL | Wet | 39-5F 2-North | TMAH-KOHhood | wet bath | KOH & TMAH etching | fume hood | 25 | run | 32
ICL | Metrology | 39-2F 1-South Metrology | UV1280 | spectroscopic ellipsometer | measures film thickness (single, stacks, PR) | Tencor/Prometrix UV-1280 | 5 | hour | 10
ICL | Diffusion | 39-2F 4-North Diffusion | VTR | vertical thermal reactor | low-stress nitride | SVG/Thermco 7000 | 65 | run+70/um | 74
ICL | Metrology | 39-2F 1-South Metrology | wykoICL | non-contact profiler | surface topology; up to 500um vertical scan | Wyko NT3300 | 5 | hour | 10
TRL | Wet | 39-5F 3-South Packaging | 2Dtransfer-platingHood | wet station | substrate transfer of graphene flakes |  | 25 | run | 32
TRL | Diffusion | 39-4F Entry Diffusion | A1-GateOx | atmosph. diffusion tube | for gate oxide | MRL 718 | 25 | run+steam | 39
TRL | Diffusion | 39-4F Entry Diffusion | A2-WetOxBond | atmosph. diffusion tube | wafer bonding | MRL 718 | 25 | run+steam | 39
TRL | Diffusion | 39-4F Entry Diffusion | A3-Sinter | atmosph. diffusion tube | CMOS metal sintering | MRL 718 | 25 | run | 39
TRL | Diffusion | 39-4F Entry Diffusion | A4-III-Vanneal | atmosph. diffusion tube | anneal III-Vs; has O2 | MRL 718 | 25 | run | 39
TRL | Wet | 39-4F Main-South | acid-hood | wet station | wet etch | Laminaire | 25 | run | 32
TRL | Deposition | 39-4F Deposition | AJA-TRL | sputterer | Al, Cr, Cu, Au,Ag, Ti | AJA ATC | 20 | hour+wafer+material | 30
TRL | Photo | 39-4F Main-South | asherMatrix-TRL | plasma photoresist stripper (single-wafer) | photoresist stripper | Matrix 106 | 2 | run | 4
TRL | Photo | 39-4F Main-North | asher-TRL | plasma photoresist stripper (2 chambers) | photoresist stripper | Branson | 2 | run | 4
TRL | Diffusion | 39-4F Entry Diffusion | B1-Au | atmosph. diffusion tube | gold exposure | MRL 718 | 25 | run+steam | 39
TRL | Diffusion | 39-4F Entry Diffusion | B2-Ox-alloy-Poly | low pressure diffusion tube | LP diffusion tube; deps Poly-Si on Au wf | MRL 718 | 65 | run+70/um | 74
TRL | Diffusion | 39-4F Entry Diffusion | B3-DryOx | atmosph. diffusion tube | annealing | MRL 718 | 25 | run | 39
TRL | Diffusion | 39-4F Entry Diffusion | B4-Poly | low pressure diffusion tube | LPCVD polysilicon | MRL 718 | 65 | run+70/um | 74
TRL | Deposition | 39-4F External-Photo | Balzer-Elionix | small sputterer | metal coats samples for e-beam imaging | Balzer | 8 | hour+material | 12
TRL | Photo | 39-4F Photo-North | coater | spinner | coats PR | Solitec 5110 | 2 | wafer | 10
TRL | Metrology | 39-4F Main-North | dek-NoAu | profilometer | measures surface roughness, no-gold wafers only | Sloan Dektak | 2 | hour | 4
TRL | Metrology | 39-4F Photo-South | dektak-XT | profilometer | measures surface roughness | Sloan Dektak II | 2 | hour | 4
TRL | Photo | 39-4F Photo-North | develop-Brewer | spin developer | develops PR | Brewer Science Cee-200CBX | 2 | wafer | 10
TRL | Deposition | 39-4F Deposition | eBeamAu | metal evaporator | Au,Ag,Al,Cr,AuGe,Co,Pt,Si,Ti,Zr,W,Er,Mo,SiO2,Ta,Pd,Ni,Ge,Sn | Temescal VES2550 | 20 | run+material | 27
TRL | Deposition | 39-4F External-Deposition | eBeamFP | metal evaporator | Au,Al,Cr,Pt,Ti, | Temescal FC2000 | 20 | run+material | 27
TRL | Metrology | 39-4F Main-North | ellipsometer-TRL | ellipsometer | measures film thickness & index | Gaertner | 2 | hour | 4
TRL | Photo | 39-4F Bonding | EV501 | wafer aligner/bonder | aligns & bonds wafers (fusion,anodic,thermo-compression) | Electronic Visions | 6 | wafer | 9
TRL | Photo | 39-4F Bonding | EV620 | wafer aligner/bonder | aligns & bonds wafers (fusion,anodic,thermo-compression) | Electronic Visions | 6 | wafer | 9
TRL | Photo | 39-4F Photo-North | EV-LC | mask aligner | contact, w/IR | Electronic Visions 620 | 6 | wafer | 9
TRL | Metrology | 39-4F Main-North | Filmetrics-TRL | thin film measurement system | measures film thickness | Filmetrics F-20 | 1 | hour | 2
TRL | Metrology | 39-4F Main-North | FLX | non-contact profiler (≤8" wf) | measures wafer bow | KLA-Tencor FLX | 5 | hour | 10
TRL | Deposition | 39-428 | GrapheneBlackMagic | plasma chamber | deposits carbon nanotubes from acetylene | Aixtron | 7 | wafer | 14
TRL | Wet | 39-4F Hallway | Greenflo | wet station | wet etching; green & red sides | Reynolds Tech Greenflo | 25 | run | 32
TRL | Metrology | 39-4 | Hall-probe | prober-tester | electrical characterization | Rucker/Kolls 1032-HP4062B | 2 | hour | 4
TRL | Photo | 39-4F External-Photo | Heidelberg | direct-write laser | laser-writes on photoresist | Heidelberg DWL-66 | 10 | hour | 16
TRL | Photo | 39-4F Photo-North | HMDS-TRL | bake oven | for hexamethyldisilazane (an adhesion promoter) |  | 0 | wafer | 10
TRL | Photo | 39-4F Photo-South | hotplate1 | hotplate | for post & pre-baking SU8 & PZT at ≤300oC |  | 1 | wafer | 2
TRL | Photo | 39-4F Photo-South | hotplate2 | hotplate | for post & pre-baking SU8 & PZT at ≤300oC |  | 1 | wafer | 2
TRL | Photo | 39-4F Photo-South | hotplate300 | hi-T hotplate | for post & pre-baking SU8 & PZT at ≤400oC |  | 1 | wafer | 2
TRL | Metrology | 39-4F Main-North | IV-probe | curve tracer w/probe | measures IV characteristics | Tektronics | 2 | hour | 4
TRL | Etch | 39-4F Main-North | LAM590-TRL | plasma etcher | for oxide [gases=CHF3,CF4,He,O2] | LAM 590 | 7 | wafer | 14
TRL | Photo | 39-4F Photo-South | MLA-150 | mask-less exposure | direct write | Heidelberg MLA-150 | 14 | hour | 28
TRL | Metrology | 39-4F Bonding | nanospec | thin film measurement system | measures film thickness | Nanometrics AFT 010-0180 | 2 | hour | 4
TRL | Photo | 39-4F Photo-North | OAI-flood | UV flood exposure | flood exposes for Image Reversal | OAI LS30 | 0 | wafer | 0
TRL | Deposition | 39-4F Main-North | parylene | parylene coater | coats wafers w/parylene | SCS Labcoater2 | 5 | wafer | 10
TRL | Deposition | 39-562 | pentacene | pentacene system | deposits pentacene |  | 5 | wafer | 10
TRL | Wet | 39-4F Main-North | photo-wet-Au | wet station | wet etch photoresist | Semifab WPS-800 | 25 | run | 32
TRL | Wet | 39-4F Main-North | photo-wet-l | wet station | wet etch photoresist | Semifab WPS-800 | 25 | run | 32
TRL | Wet | 39-4F Main-North | photo-wet-r | wet station | wet etch photoresist | Semifab WPS-800 | 25 | run | 32
TRL | Etch | 39-4F Main-North | plasmaquest | ECR-RIE | etches dielectrics on III-Vs, polyimide, etc | Plasmaquest Series 11 Model 145 | 7 | wafer+thickness | 14
TRL | Photo | 39-4F External-Photo | PMMAspinner | PMMA spinner | coats wafers w/PMMA | Cee Equipment Co. (Brewer Science); model C-100 | 3 | wafer | 6
TRL | Photo | 39-4F Photo-North | postbake | oven | to bake photoresist after developing | Blue DDC-146C | 0 | wafer | 3
TRL | Photo | 39-4F Photo-North | prebakeovn | oven | to bake photoresist before exposure |  | 0 | wafer | 3
TRL | Deposition | 39-4F Photo-South | PZTcoater | PZT coater | deposits PZT | Specialty Coating Systems, Spin Coater 6700 Series | 5 | wafer | 10
TRL | Deposition | 39-4F Photo-South | PZTfurnace | PZT furnace | anneals PZT | Thermolyne Furnace, 6000 | 5 | run | 7
TRL | Diffusion | 39-4F Main-South | rca-TRL | wet station | RCA clean |  | 25 | run | 39
TRL | Diffusion | 39-4F Main-South | RTA-HiT | rapid thermal annealer | for III-Vs | Annealsys150 | 4 | wafer | 5
TRL | Etch | 39-4F Main-North | SAMCO | ICP-RIE | etches dielectrics on III-Vs | SAMCO 200iP | 7 | wafer+thickness | 14
TRL | Wet | 39-4F Photo-North | SolventHood-TRL | fume hood for solvents | Soaking of samples, metal liftoff |  | 25 | run | 32
TRL | Etch | 39-4F Main-South | sts1 | Si deep trench etcher | etches deep features in Si (4" wafers) | STS/Multiplex ICP non-MESC | 7 | wafer+thickness | 14
TRL | Etch | 39-4F Main-South | sts2 | Si deep trench etcher | etches deep features in Si (6" wafers) | STS/Multiplex ICP MESC | 7 | wafer+thickness | 14
TRL | Deposition | 39-4F Entry Diffusion | sts-CVD | dielectric plasma dep | deposits oxide, nitride, Si carbide | STS/Multiplex PECVD | 7 | wafer+thickness | 14
TRL | Etch | 39-4F Main-South | sts-Pegasus | Si deep trench etcher | etches deep features in Si (6" wafers) | STPS Pegasus ICP | 7 | wafer+thickness | 14
TRL | Photo | 39-4F Photo-South | SU8oven | oven | to bake SU8 |  | 0 | wafer | 0
TRL | Photo | 39-4F Photo-South | SU8spinner | oven | to coat with SU8 |  | 3 | wafer+material | 6
TRL | Photo | 39-4F Bonding | TBM-8 | alignment measurement tool | measure wafer alignment, pre-bonding | Electronic Visions | 2 | hour | 4
TRL | Etch | 39-4F Photo-South | UVozone-Au | ozone clean plate | removes organics w/ozone created by UV light |  | 2 | hour | 4
TRL | Photo | 39-4F Photo-South | varTemp | oven | to bake photoresist; temp can be cahnged |  | 0 | wafer | 0
TRL | Metrology | 39-4F Main-North | WYKO | non-contact profiler | surface topology; up to 500um vertical scan | Wyko NT9800 | 5 | hour | 10
TRL | Etch | 39-4F Main-South | XeF2 | XeF2 vapor system | etches Si w/XeF2 for structural release | Pelchem | 20 | hour | 25
Note on G26: FC1800 replaced an older Temescal on 3/37/11

## CORALpu
[7 empty] | SELF-RUN |  |  | STAFF-RUN |  |  | Physical Vapor Deposition Materials (pu/um) | [22 empty] | Chemical Vapor Deposition Materials (pu/um) | [15 empty] | Spin-coated Materials (pu/um) | [6 empty] | Photo Resist Type |  |  |  |  | Diffusion Method |  | Bonding Material |  | Packaging |  | Type of Bonding |  |  |  | Slurry Type
0 | Lab | Process Area | Run Mgr Group | Machine Name | $/pu | batch count | per run | per wafer | per hour | per/run | per wafer | per hour | Ag | Al | AlSi | Au | AuGe | Co | Cr | Cu | Ge | Hafnium | Ir | Mo | Ni | Pd | Pt | SiO2 | Sn | Ta | Ti | TiN | W | Zr | STACK | Nitride | Oxide | OxyNitride | aSi | PolySi | Al2O3 | Pt | Hf | HfOx | PSG | SiGe | SiC | TEOS | TiN | WN | Stack | BCB | HMDS | Parylene | PI | PMMA | PZT | SU8 | PR Image Reversal | PR Thick | PR Thin | exposure time (sec) | Etch depth (pu/um) | Wet | Dry | Al ribbon | Au wire | # bond | # cut | Silicon Direct | Fusion | Thermal Compression | Anodic | dielectric | metal | # slurry amount (gal) | Training | Reservation PU Charge
1 | EBL | e-beam write | e-beam write | Elionix | 8.5 | 1 | 0 | 0 | 13 | 0 | 0 | 13 | 0 | 0 | 0 | 0 | 0 | 0 | 0 | 0 | 0 | 0 | 0 | 0 | 0 | 0 | 0 | 0 | 0 | 0 | 0 | 0 | 0 | 0 | 0 | 0 | 0 | 0 | 0 | 0 | 0 | 0 | 0 | 0 | 0 | 0 | 0 | 0 | 0 | 0 | 0 | 0 | 0 | 0 | 0 | 0 | 0 | 0 | 0 | 0 | 0 | 0 | 0 | 0 | 0 | 0 | 0 | 0 | 0 | 0 | 0 | 0 | 0 | 0 | 0 | 0 | 0 | 0
2 | EML | Wet-EML | Default | acid-hood-EML | 8.5 | 25 | 8 | 0 | 0 | 12 | 0 | 0 | 0 | 0 | 0 | 0 | 0 | 0 | 0 | 0 | 0 | 0 | 0 | 0 | 0 | 0 | 0 | 0 | 0 | 0 | 0 | 0 | 0 | 0 | 0 | 0 | 0 | 0 | 0 | 0 | 0 | 0 | 0 | 0 | 0 | 0 | 0 | 0 | 0 | 0 | 0 | 0 | 0 | 0 | 0 | 0 | 0 | 0 | 0 | 0 | 0 | 0 | 0 | 0 | 0 | 0 | 0 | 0 | 0 | 0 | 0 | 0 | 0 | 0 | 0 | 0 | 10 | 0
3 | EML | Deposition-ICL | PECVD | ALD-EML | 8.5 | 25 | 0 | 7 | 0 | 0 | 21 | 0 | 0 | 0 | 0 | 0 | 0 | 0 | 0 | 0 | 0 | 0 | 0 | 0 | 0 | 0 | 0 | 0 | 0 | 0 | 0 | 120 | 0 | 0 | 120 | 120 | 120 | 120 | 120 | 120 | 120 | 120 | 120 | 120 | 120 | 0 | 120 | 120 | 120 | 120 | 120 | 0 | 0 | 0 | 0 | 0 | 0 | 0 | 0 | 0 | 0 | 0 | 0 | 0 | 0 | 0 | 0 | 0 | 0 | 0 | 0 | 0 | 0 | 0 | 0 | 0 | 10 | 0
4 | EML | Diffusion-EML | Default | anneal-furnace | 8.5 | 25 | 0 | 0 | 8 | 0 | 0 | 12 | 0 | 0 | 0 | 0 | 0 | 0 | 0 | 0 | 0 | 0 | 0 | 0 | 0 | 0 | 0 | 0 | 0 | 0 | 0 | 0 | 0 | 0 | 0 | 0 | 0 | 0 | 0 | 0 | 0 | 0 | 0 | 0 | 0 | 0 | 0 | 0 | 0 | 0 | 0 | 0 | 0 | 0 | 0 | 0 | 0 | 0 | 0 | 0 | 0 | 0 | 0 | 0 | 0 | 0 | 0 | 0 | 0 | 0 | 0 | 0 | 0 | 0 | 0 | 0 | 10 | 0
5 | EML | Photo-EML | Default | asher-EML | 8.5 | 25 | 2 | 0 | 0 | 4 | 0 | 0 | 0 | 0 | 0 | 0 | 0 | 0 | 0 | 0 | 0 | 0 | 0 | 0 | 0 | 0 | 0 | 0 | 0 | 0 | 0 | 0 | 0 | 0 | 0 | 0 | 0 | 0 | 0 | 0 | 0 | 0 | 0 | 0 | 0 | 0 | 0 | 0 | 0 | 0 | 0 | 0 | 0 | 0 | 0 | 0 | 0 | 0 | 0 | 0 | 0 | 0 | 0 | 0 | 0 | 0 | 0 | 0 | 0 | 0 | 0 | 0 | 0 | 0 | 0 | 0 | 10 | 0
6 | EML | Deposition-EML | Deposition-Batch | BalzerSputterer | 8.5 | 25 | 0 | 0 | 8 | 0 | 0 | 12 | 50 | 35 | 35 | 80 | 150 | 35 | 35 | 35 | 35 | 35 | 130 | 50 | 35 | 60 | 150 | 35 | 35 | 35 | 35 | 35 | 35 | 35 | 90 | 0 | 0 | 0 | 0 | 0 | 0 | 0 | 0 | 0 | 0 | 0 | 0 | 0 | 0 | 0 | 0 | 0 | 0 | 0 | 0 | 0 | 0 | 0 | 0 | 0 | 0 | 0 | 0 | 0 | 0 | 0 | 0 | 0 | 0 | 0 | 0 | 0 | 0 | 0 | 0 | 0 | 10 | 0
7 | EML | Diffusion-EML | Default | Box-Furnace | 8.5 | 25 | 0 | 0 | 8 | 0 | 0 | 12 | 0 | 0 | 0 | 0 | 0 | 0 | 0 | 0 | 0 | 0 | 0 | 0 | 0 | 0 | 0 | 0 | 0 | 0 | 0 | 0 | 0 | 0 | 0 | 0 | 0 | 0 | 0 | 0 | 0 | 0 | 0 | 0 | 0 | 0 | 0 | 0 | 0 | 0 | 0 | 0 | 0 | 0 | 0 | 0 | 0 | 0 | 0 | 0 | 0 | 0 | 0 | 0 | 0 | 0 | 0 | 0 | 0 | 0 | 0 | 0 | 0 | 0 | 0 | 0 | 10 | 0
8 | EML | Photo-EML | Default | coater-EML | 8.5 | 25 | 0 | 2 | 0 | 0 | 4 | 0 | 0 | 0 | 0 | 0 | 0 | 0 | 0 | 0 | 0 | 0 | 0 | 0 | 0 | 0 | 0 | 0 | 0 | 0 | 0 | 0 | 0 | 0 | 0 | 0 | 0 | 0 | 0 | 0 | 0 | 0 | 0 | 0 | 0 | 0 | 0 | 0 | 0 | 0 | 0 | 0 | 0 | 0 | 0 | 0 | 0 | 0 | 0 | 0 | 0 | 0 | 0 | 0 | 0 | 0 | 0 | 0 | 0 | 0 | 0 | 0 | 0 | 0 | 0 | 0 | 10 | 0
9 | EML | Metrology-EML | Default | dektak-EML | 8.5 | 25 | 0 | 0 | 2 | 0 | 0 | 4 | 0 | 0 | 0 | 0 | 0 | 0 | 0 | 0 | 0 | 0 | 0 | 0 | 0 | 0 | 0 | 0 | 0 | 0 | 0 | 0 | 0 | 0 | 0 | 0 | 0 | 0 | 0 | 0 | 0 | 0 | 0 | 0 | 0 | 0 | 0 | 0 | 0 | 0 | 0 | 0 | 0 | 0 | 0 | 0 | 0 | 0 | 0 | 0 | 0 | 0 | 0 | 0 | 0 | 0 | 0 | 0 | 0 | 0 | 0 | 0 | 0 | 0 | 0 | 0 | 10 | 0
10 | EML | Deposition-EML | Deposition-Batch | eBeam-AJA | 8.5 | 16 | 20 | 0 | 0 | 27 | 0 | 0 | 50 | 35 | 35 | 80 | 150 | 35 | 35 | 35 | 35 | 35 | 130 | 50 | 35 | 60 | 150 | 35 | 35 | 35 | 35 | 35 | 35 | 35 | 90 | 0 | 0 | 0 | 0 | 0 | 0 | 0 | 0 | 0 | 0 | 0 | 0 | 0 | 0 | 0 | 0 | 0 | 0 | 0 | 0 | 0 | 0 | 0 | 0 | 0 | 0 | 0 | 0 | 0 | 0 | 0 | 0 | 0 | 0 | 0 | 0 | 0 | 0 | 0 | 0 | 0 | 10 | 0
11 | EML | Metrology-EML | Default | filmetrics | 8.5 | 25 | 0 | 0 | 2 | 0 | 0 | 4 | 0 | 0 | 0 | 0 | 0 | 0 | 0 | 0 | 0 | 0 | 0 | 0 | 0 | 0 | 0 | 0 | 0 | 0 | 0 | 0 | 0 | 0 | 0 | 0 | 0 | 0 | 0 | 0 | 0 | 0 | 0 | 0 | 0 | 0 | 0 | 0 | 0 | 0 | 0 | 0 | 0 | 0 | 0 | 0 | 0 | 0 | 0 | 0 | 0 | 0 | 0 | 0 | 0 | 0 | 0 | 0 | 0 | 0 | 0 | 0 | 0 | 0 | 0 | 0 | 10 | 0
12 | EML | Photo-EML | Default | hotpress | 8.5 | 25 | 0 | 0 | 8 | 0 | 0 | 12 | 0 | 0 | 0 | 0 | 0 | 0 | 0 | 0 | 0 | 0 | 0 | 0 | 0 | 0 | 0 | 0 | 0 | 0 | 0 | 0 | 0 | 0 | 0 | 0 | 0 | 0 | 0 | 0 | 0 | 0 | 0 | 0 | 0 | 0 | 0 | 0 | 0 | 0 | 0 | 0 | 0 | 0 | 0 | 0 | 0 | 0 | 0 | 0 | 0 | 0 | 0 | 0 | 0 | 0 | 0 | 0 | 0 | 0 | 0 | 0 | 0 | 0 | 0 | 0 | 10 | 0
13 | EML | Photo-EML | Default | MA4 | 8.5 | 25 | 0 | 6 | 0 | 0 | 9 | 0 | 0 | 0 | 0 | 0 | 0 | 0 | 0 | 0 | 0 | 0 | 0 | 0 | 0 | 0 | 0 | 0 | 0 | 0 | 0 | 0 | 0 | 0 | 0 | 0 | 0 | 0 | 0 | 0 | 0 | 0 | 0 | 0 | 0 | 0 | 0 | 0 | 0 | 0 | 0 | 0 | 0 | 0 | 0 | 0 | 0 | 0 | 0 | 0 | 0 | 0 | 0 | 0 | 0 | 0 | 0 | 0 | 0 | 0 | 0 | 0 | 0 | 0 | 0 | 0 | 10 | 0
14 | EML | Diffusion-EML | Default | OxidationTube | 8.5 | 25 | 0 | 0 | 8 | 0 | 0 | 12 | 0 | 0 | 0 | 0 | 0 | 0 | 0 | 0 | 0 | 0 | 0 | 0 | 0 | 0 | 0 | 0 | 0 | 0 | 0 | 0 | 0 | 0 | 0 | 0 | 0 | 0 | 0 | 0 | 0 | 0 | 0 | 0 | 0 | 0 | 0 | 0 | 0 | 0 | 0 | 0 | 0 | 0 | 0 | 0 | 0 | 0 | 0 | 0 | 0 | 0 | 0 | 0 | 0 | 0 | 0 | 0 | 0 | 0 | 0 | 0 | 0 | 0 | 0 | 0 | 10 | 0
15 | EML | Metrology-EML | Default | parametric-tester | 8.5 | 25 | 0 | 0 | 2 | 0 | 0 | 4 | 0 | 0 | 0 | 0 | 0 | 0 | 0 | 0 | 0 | 0 | 0 | 0 | 0 | 0 | 0 | 0 | 0 | 0 | 0 | 0 | 0 | 0 | 0 | 0 | 0 | 0 | 0 | 0 | 0 | 0 | 0 | 0 | 0 | 0 | 0 | 0 | 0 | 0 | 0 | 0 | 0 | 0 | 0 | 0 | 0 | 0 | 0 | 0 | 0 | 0 | 0 | 0 | 0 | 0 | 0 | 0 | 0 | 0 | 0 | 0 | 0 | 0 | 0 | 0 | 10 | 0
16 | EML | Wet-EML | Default | photo-hood-EML | 8.5 | 25 | 8 | 0 | 0 | 12 | 0 | 0 | 0 | 0 | 0 | 0 | 0 | 0 | 0 | 0 | 0 | 0 | 0 | 0 | 0 | 0 | 0 | 0 | 0 | 0 | 0 | 0 | 0 | 0 | 0 | 0 | 0 | 0 | 0 | 0 | 0 | 0 | 0 | 0 | 0 | 0 | 0 | 0 | 0 | 0 | 0 | 0 | 0 | 0 | 0 | 0 | 0 | 0 | 0 | 0 | 0 | 0 | 0 | 0 | 0 | 0 | 0 | 0 | 0 | 0 | 0 | 0 | 0 | 0 | 0 | 0 | 10 | 0
17 | EML | PECVD-RIE-EML | PECVD-RIE | plasmatherm | 8.5 | 25 | 0 | 7 | 0 | 0 | 14 | 0 | 0 | 0 | 0 | 0 | 0 | 0 | 0 | 0 | 0 | 0 | 0 | 0 | 0 | 0 | 0 | 0 | 0 | 0 | 0 | 0 | 0 | 0 | 0 | 1 | 1 | 1 | 1 | 1 | 0 | 0 | 0 | 0 | 1 | 0 | 1 | 1 | 0 | 0 | 1 | 0 | 0 | 0 | 0 | 0 | 0 | 0 | 0 | 0 | 0 | 0 | 1 | 0 | 0 | 0 | 0 | 0 | 0 | 0 | 0 | 0 | 0 | 0 | 0 | 0 | 10 | 0
18 | EML | Diffusion-EML | Default | RTA-EML | 8.5 | 25 | 0 | 4 | 0 | 0 | 5 | 0 | 0 | 0 | 0 | 0 | 0 | 0 | 0 | 0 | 0 | 0 | 0 | 0 | 0 | 0 | 0 | 0 | 0 | 0 | 0 | 0 | 0 | 0 | 0 | 0 | 0 | 0 | 0 | 0 | 0 | 0 | 0 | 0 | 0 | 0 | 0 | 0 | 0 | 0 | 0 | 0 | 0 | 0 | 0 | 0 | 0 | 0 | 0 | 0 | 0 | 0 | 0 | 0 | 0 | 0 | 0 | 0 | 0 | 0 | 0 | 0 | 0 | 0 | 0 | 0 | 10 | 0
19 | EML | Metrology-EML | Default | semNeo | 8.5 | 25 | 0 | 0 | 9 | 0 | 0 | 12 | 0 | 0 | 0 | 0 | 0 | 0 | 0 | 0 | 0 | 0 | 0 | 0 | 0 | 0 | 0 | 0 | 0 | 0 | 0 | 0 | 0 | 0 | 0 | 0 | 0 | 0 | 0 | 0 | 0 | 0 | 0 | 0 | 0 | 0 | 0 | 0 | 0 | 0 | 0 | 0 | 0 | 0 | 0 | 0 | 0 | 0 | 0 | 0 | 0 | 0 | 0 | 0 | 0 | 0 | 0 | 0 | 0 | 0 | 0 | 0 | 0 | 0 | 0 | 0 | 10 | 0
20 | EML | Photo-EML | Default | SolventHood-EML | 8.5 | 25 | 8 | 0 | 0 | 12 | 0 | 0 | 0 | 0 | 0 | 0 | 0 | 0 | 0 | 0 | 0 | 0 | 0 | 0 | 0 | 0 | 0 | 0 | 0 | 0 | 0 | 0 | 0 | 0 | 0 | 0 | 0 | 0 | 0 | 0 | 0 | 0 | 0 | 0 | 0 | 0 | 0 | 0 | 0 | 0 | 0 | 0 | 0 | 0 | 0 | 0 | 0 | 0 | 0 | 0 | 0 | 0 | 0 | 0 | 0 | 0 | 0 | 0 | 0 | 0 | 0 | 0 | 0 | 0 | 0 | 0 | 10 | 0
21 | EML | Deposition-EML | Deposition-Batch | SputtererAJA | 8.5 | 25 | 0 | 10 | 0 | 0 | 20 | 0 | 50 | 35 | 35 | 80 | 150 | 35 | 35 | 35 | 35 | 35 | 130 | 50 | 35 | 60 | 150 | 35 | 35 | 35 | 35 | 35 | 35 | 35 | 90 | 0 | 0 | 0 | 0 | 0 | 0 | 0 | 0 | 0 | 0 | 0 | 0 | 0 | 0 | 0 | 0 | 0 | 0 | 0 | 0 | 0 | 0 | 0 | 0 | 0 | 0 | 0 | 0 | 0 | 0 | 0 | 0 | 0 | 0 | 0 | 0 | 0 | 0 | 0 | 0 | 0 | 10 | 0
22 | EML | Diffusion-EML | Default | vac-oven | 8.5 | 25 | 0 | 0 | 8 | 0 | 0 | 12 | 0 | 0 | 0 | 0 | 0 | 0 | 0 | 0 | 0 | 0 | 0 | 0 | 0 | 0 | 0 | 0 | 0 | 0 | 0 | 0 | 0 | 0 | 0 | 0 | 0 | 0 | 0 | 0 | 0 | 0 | 0 | 0 | 0 | 0 | 0 | 0 | 0 | 0 | 0 | 0 | 0 | 0 | 0 | 0 | 0 | 0 | 0 | 0 | 0 | 0 | 0 | 0 | 0 | 0 | 0 | 0 | 0 | 0 | 0 | 0 | 0 | 0 | 0 | 0 | 10 | 0
23 | ICL | Metrology-ICL | Default | 4-pt-probe | 8.5 | 25 | 0 | 0 | 2 | 0 | 0 | 4 | 0 | 0 | 0 | 0 | 0 | 0 | 0 | 0 | 0 | 0 | 0 | 0 | 0 | 0 | 0 | 0 | 0 | 0 | 0 | 0 | 0 | 0 | 0 | 0 | 0 | 0 | 0 | 0 | 0 | 0 | 0 | 0 | 0 | 0 | 0 | 0 | 0 | 0 | 0 | 0 | 0 | 0 | 0 | 0 | 0 | 0 | 0 | 0 | 0 | 0 | 0 | 0 | 0 | 0 | 0 | 0 | 0 | 0 | 0 | 0 | 0 | 0 | 0 | 0 | 10 | 0
24 | ICL | Diffusion-ICL | Diffusion-Batch | 5A-GateOx | 8.5 | 50 | 25 | 0 | 0 | 39 | 0 | 0 | 0 | 0 | 0 | 0 | 0 | 0 | 0 | 0 | 0 | 0 | 0 | 0 | 0 | 0 | 0 | 0 | 0 | 0 | 0 | 0 | 0 | 0 | 0 | 0 | 10 | 10 | 0 | 0 | 0 | 0 | 0 | 0 | 0 | 0 | 0 | 0 | 0 | 0 | 0 | 0 | 0 | 0 | 0 | 0 | 0 | 0 | 0 | 0 | 0 | 0 | 0 | 10 | 0 | 0 | 0 | 0 | 0 | 0 | 0 | 0 | 0 | 0 | 0 | 0 | 10 | 0
25 | ICL | Diffusion-ICL | Diffusion-Batch | 5B-Anneal | 8.5 | 50 | 25 | 0 | 0 | 39 | 0 | 0 | 0 | 0 | 0 | 0 | 0 | 0 | 0 | 0 | 0 | 0 | 0 | 0 | 0 | 0 | 0 | 0 | 0 | 0 | 0 | 0 | 0 | 0 | 0 | 0 | 10 | 10 | 0 | 0 | 0 | 0 | 0 | 0 | 0 | 0 | 0 | 0 | 0 | 0 | 0 | 0 | 0 | 0 | 0 | 0 | 0 | 0 | 0 | 0 | 0 | 0 | 0 | 10 | 0 | 0 | 0 | 0 | 0 | 0 | 0 | 0 | 0 | 0 | 0 | 0 | 10 | 0
26 | ICL | Diffusion-ICL | Diffusion-Batch | 5C-FieldOx | 8.5 | 50 | 25 | 0 | 0 | 39 | 0 | 0 | 0 | 0 | 0 | 0 | 0 | 0 | 0 | 0 | 0 | 0 | 0 | 0 | 0 | 0 | 0 | 0 | 0 | 0 | 0 | 0 | 0 | 0 | 0 | 0 | 10 | 10 | 0 | 0 | 0 | 0 | 0 | 0 | 0 | 0 | 0 | 0 | 0 | 0 | 0 | 0 | 0 | 0 | 0 | 0 | 0 | 0 | 0 | 0 | 0 | 0 | 0 | 10 | 0 | 0 | 0 | 0 | 0 | 0 | 0 | 0 | 0 | 0 | 0 | 0 | 10 | 0
27 | ICL | Diffusion-ICL | Diffusion-Batch | 5D-ThickOx | 8.5 | 50 | 25 | 0 | 0 | 39 | 0 | 0 | 0 | 0 | 0 | 0 | 0 | 0 | 0 | 0 | 0 | 0 | 0 | 0 | 0 | 0 | 0 | 0 | 0 | 0 | 0 | 0 | 0 | 0 | 0 | 0 | 10 | 10 | 0 | 0 | 0 | 0 | 0 | 0 | 0 | 0 | 0 | 0 | 0 | 0 | 0 | 0 | 0 | 0 | 0 | 0 | 0 | 0 | 0 | 0 | 0 | 0 | 0 | 10 | 0 | 0 | 0 | 0 | 0 | 0 | 0 | 0 | 0 | 0 | 0 | 0 | 10 | 0
28 | ICL | Diffusion-ICL | LPCVD | 6A-nPoly | 8.5 | 50 | 65 | 0 | 0 | 74 | 0 | 0 | 0 | 0 | 0 | 0 | 0 | 0 | 0 | 0 | 0 | 0 | 0 | 0 | 0 | 0 | 0 | 0 | 0 | 0 | 0 | 0 | 0 | 0 | 0 | 0 | 0 | 0 | 70 | 70 | 0 | 0 | 0 | 0 | 0 | 0 | 0 | 0 | 0 | 0 | 0 | 0 | 0 | 0 | 0 | 0 | 0 | 0 | 0 | 0 | 0 | 0 | 0 | 0 | 0 | 0 | 0 | 0 | 0 | 0 | 0 | 0 | 0 | 0 | 0 | 0 | 10 | 0
29 | ICL | Diffusion-ICL | LPCVD | 6B-Poly | 8.5 | 50 | 65 | 0 | 0 | 74 | 0 | 0 | 0 | 0 | 0 | 0 | 0 | 0 | 0 | 0 | 0 | 0 | 0 | 0 | 0 | 0 | 0 | 0 | 0 | 0 | 0 | 0 | 0 | 0 | 0 | 0 | 0 | 0 | 70 | 70 | 0 | 0 | 0 | 0 | 0 | 0 | 0 | 0 | 0 | 0 | 0 | 0 | 0 | 0 | 0 | 0 | 0 | 0 | 0 | 0 | 0 | 0 | 0 | 0 | 0 | 0 | 0 | 0 | 0 | 0 | 0 | 0 | 0 | 0 | 0 | 0 | 10 | 0
30 | ICL | Diffusion-ICL | LPCVD | 6C-LTO | 8.5 | 50 | 65 | 0 | 0 | 74 | 0 | 0 | 0 | 0 | 0 | 0 | 0 | 0 | 0 | 0 | 0 | 0 | 0 | 0 | 0 | 0 | 0 | 0 | 0 | 0 | 0 | 0 | 0 | 0 | 0 | 0 | 70 | 0 | 0 | 0 | 0 | 0 | 0 | 0 | 0 | 0 | 0 | 0 | 0 | 0 | 0 | 0 | 0 | 0 | 0 | 0 | 0 | 0 | 0 | 0 | 0 | 0 | 0 | 0 | 0 | 0 | 0 | 0 | 0 | 0 | 0 | 0 | 0 | 0 | 0 | 0 | 10 | 0
31 | ICL | Diffusion-ICL | LPCVD | 6D-Nitride | 8.5 | 50 | 65 | 0 | 0 | 74 | 0 | 0 | 0 | 0 | 0 | 0 | 0 | 0 | 0 | 0 | 0 | 0 | 0 | 0 | 0 | 0 | 0 | 0 | 0 | 0 | 0 | 0 | 0 | 0 | 0 | 70 | 0 | 0 | 0 | 0 | 0 | 0 | 0 | 0 | 0 | 0 | 0 | 0 | 0 | 0 | 0 | 0 | 0 | 0 | 0 | 0 | 0 | 0 | 0 | 0 | 0 | 0 | 0 | 0 | 0 | 0 | 0 | 0 | 0 | 0 | 0 | 0 | 0 | 0 | 0 | 0 | 10 | 0
32 | ICL | Deposition-ICL | PECVD | ALD | 8.5 | 25 | 0 | 7 | 0 | 0 | 21 | 0 | 0 | 0 | 0 | 0 | 0 | 0 | 0 | 0 | 0 | 0 | 0 | 0 | 0 | 0 | 0 | 0 | 0 | 0 | 0 | 120 | 0 | 0 | 120 | 120 | 120 | 120 | 120 | 120 | 120 | 120 | 120 | 120 | 120 | 0 | 120 | 120 | 120 | 120 | 120 | 0 | 0 | 0 | 0 | 0 | 0 | 0 | 0 | 0 | 0 | 0 | 0 | 0 | 0 | 0 | 0 | 0 | 0 | 0 | 0 | 0 | 0 | 0 | 0 | 0 | 10 | 0
33 | ICL | Deposition-ICL | PECVD | ALD-Oxford | 8.5 | 25 | 0 | 7 | 0 | 0 | 21 | 0 | 0 | 0 | 0 | 0 | 0 | 0 | 0 | 0 | 0 | 0 | 0 | 0 | 0 | 0 | 0 | 0 | 0 | 0 | 0 | 120 | 0 | 0 | 120 | 120 | 120 | 120 | 120 | 120 | 120 | 120 | 120 | 120 | 120 | 0 | 120 | 120 | 120 | 120 | 120 | 0 | 0 | 0 | 0 | 0 | 0 | 0 | 0 | 0 | 0 | 0 | 0 | 0 | 0 | 0 | 0 | 0 | 0 | 0 | 0 | 0 | 0 | 0 | 0 | 0 | 10 | 0
34 | ICL | Metrology-ICL | Default | AFM | 8.5 | 25 | 0 | 0 | 9 | 0 | 0 | 12 | 0 | 0 | 0 | 0 | 0 | 0 | 0 | 0 | 0 | 0 | 0 | 0 | 0 | 0 | 0 | 0 | 0 | 0 | 0 | 0 | 0 | 0 | 0 | 0 | 0 | 0 | 0 | 0 | 0 | 0 | 0 | 0 | 0 | 0 | 0 | 0 | 0 | 0 | 0 | 0 | 0 | 0 | 0 | 0 | 0 | 0 | 0 | 0 | 0 | 0 | 0 | 0 | 0 | 0 | 0 | 0 | 0 | 0 | 0 | 0 | 0 | 0 | 0 | 0 | 10 | 0
35 | ICL | Etch-ICL | Etch | AME5000 | 8.5 | 25 | 0 | 7 | 0 | 0 | 14 | 0 | 0 | 0 | 0 | 0 | 0 | 0 | 0 | 0 | 0 | 0 | 0 | 0 | 0 | 0 | 0 | 0 | 0 | 0 | 0 | 0 | 0 | 0 | 0 | 0 | 0 | 0 | 0 | 0 | 0 | 0 | 0 | 0 | 0 | 0 | 0 | 0 | 0 | 0 | 0 | 0 | 0 | 0 | 0 | 0 | 0 | 0 | 0 | 0 | 0 | 0 | 1 | 0 | 0 | 0 | 0 | 0 | 0 | 0 | 0 | 0 | 0 | 0 | 0 | 0 | 10 | 0
36 | ICL | Photo-ICL | Default | asher-ICL | 8.5 | 25 | 2 | 0 | 0 | 4 | 0 | 0 | 0 | 0 | 0 | 0 | 0 | 0 | 0 | 0 | 0 | 0 | 0 | 0 | 0 | 0 | 0 | 0 | 0 | 0 | 0 | 0 | 0 | 0 | 0 | 0 | 0 | 0 | 0 | 0 | 0 | 0 | 0 | 0 | 0 | 0 | 0 | 0 | 0 | 0 | 0 | 0 | 0 | 0 | 0 | 0 | 0 | 0 | 0 | 0 | 0 | 0 | 0 | 0 | 0 | 0 | 0 | 0 | 0 | 0 | 0 | 0 | 0 | 0 | 0 | 0 | 10 | 0
37 | ICL | Photo-ICL | Default | coater6 | 8.5 | 25 | 0 | 2 | 0 | 0 | 4 | 0 | 0 | 0 | 0 | 0 | 0 | 0 | 0 | 0 | 0 | 0 | 0 | 0 | 0 | 0 | 0 | 0 | 0 | 0 | 0 | 0 | 0 | 0 | 0 | 0 | 0 | 0 | 0 | 0 | 0 | 0 | 0 | 0 | 0 | 0 | 0 | 0 | 0 | 0 | 0 | 0 | 0 | 0 | 0 | 0 | 0 | 0 | 0 | 0 | 0 | 0 | 0 | 0 | 0 | 0 | 0 | 0 | 0 | 0 | 0 | 0 | 0 | 0 | 0 | 0 | 10 | 0
38 | ICL | Deposition-ICL | PECVD | concept1 | 8.5 | 25 | 0 | 7 | 0 | 0 | 14 | 0 | 0 | 0 | 0 | 0 | 0 | 0 | 0 | 0 | 0 | 0 | 0 | 0 | 0 | 0 | 0 | 0 | 0 | 0 | 0 | 0 | 0 | 0 | 1 | 1 | 1 | 1 | 1 | 1 | 0 | 0 | 0 | 0 | 1 | 0 | 1 | 1 | 0 | 0 | 1 | 0 | 0 | 0 | 0 | 0 | 0 | 0 | 0 | 0 | 0 | 0 | 0 | 0 | 0 | 0 | 0 | 0 | 0 | 0 | 0 | 0 | 0 | 0 | 0 | 0 | 10 | 0
39 | ICL | Metrology-ICL | Default | cv | 8.5 | 25 | 0 | 1 | 0 | 0 | 3 | 0 | 0 | 0 | 0 | 0 | 0 | 0 | 0 | 0 | 0 | 0 | 0 | 0 | 0 | 0 | 0 | 0 | 0 | 0 | 0 | 0 | 0 | 0 | 0 | 0 | 0 | 0 | 0 | 0 | 0 | 0 | 0 | 0 | 0 | 0 | 0 | 0 | 0 | 0 | 0 | 0 | 0 | 0 | 0 | 0 | 0 | 0 | 0 | 0 | 0 | 0 | 0 | 0 | 0 | 0 | 0 | 0 | 0 | 0 | 0 | 0 | 0 | 0 | 0 | 0 | 10 | 0
40 | ICL | Deposition-ICL | PECVD | DCVD | 8.5 | 25 | 0 | 7 | 0 | 0 | 14 | 0 | 0 | 0 | 0 | 0 | 0 | 0 | 0 | 0 | 0 | 0 | 0 | 0 | 0 | 0 | 0 | 0 | 0 | 0 | 0 | 0 | 0 | 0 | 1 | 1 | 1 | 1 | 1 | 1 | 0 | 0 | 0 | 0 | 1 | 0 | 1 | 1 | 0 | 0 | 1 | 0 | 0 | 0 | 0 | 0 | 0 | 0 | 0 | 0 | 0 | 0 | 0 | 0 | 0 | 0 | 0 | 0 | 0 | 0 | 0 | 0 | 0 | 0 | 0 | 0 | 10 | 0
41 | ICL | Packaging-ICL | Packaging-Cut | diesaw | 8.5 | 25 | 0 | 3 | 0 | 0 | 6 | 0 | 0 | 0 | 0 | 0 | 0 | 0 | 0 | 0 | 0 | 0 | 0 | 0 | 0 | 0 | 0 | 0 | 0 | 0 | 0 | 0 | 0 | 0 | 0 | 0 | 0 | 0 | 0 | 0 | 0 | 0 | 0 | 0 | 0 | 0 | 0 | 0 | 0 | 0 | 0 | 0 | 0 | 0 | 0 | 0 | 0 | 0 | 0 | 0 | 0 | 0 | 0 | 0 | 0 | 0 | 0 | 0 | 0.1 | 0 | 0 | 0 | 0 | 0 | 0 | 0 | 10 | 0
42 | ICL | Packaging-ICL | Packaging-Cut | diesaw-3240 | 8.5 | 25 | 0 | 3 | 0 | 0 | 6 | 0 | 0 | 0 | 0 | 0 | 0 | 0 | 0 | 0 | 0 | 0 | 0 | 0 | 0 | 0 | 0 | 0 | 0 | 0 | 0 | 0 | 0 | 0 | 0 | 0 | 0 | 0 | 0 | 0 | 0 | 0 | 0 | 0 | 0 | 0 | 0 | 0 | 0 | 0 | 0 | 0 | 0 | 0 | 0 | 0 | 0 | 0 | 0 | 0 | 0 | 0 | 0 | 0 | 0 | 0 | 0 | 0 | 0.1 | 0 | 0 | 0 | 0 | 0 | 0 | 0 | 10 | 0
43 | ICL | Deposition-ICL | CMOSMetalDeposition-Wafer | eBeam-EVO | 8.5 | 25 | 0 | 10 | 0 | 0 | 20 | 0 | 50 | 35 | 35 | 80 | 150 | 35 | 35 | 35 | 35 | 35 | 130 | 50 | 35 | 60 | 150 | 35 | 35 | 35 | 35 | 35 | 35 | 35 | 90 | 0 | 0 | 0 | 0 | 0 | 0 | 0 | 0 | 0 | 0 | 0 | 0 | 0 | 0 | 0 | 0 | 0 | 0 | 0 | 0 | 0 | 0 | 0 | 0 | 0 | 0 | 0 | 0 | 0 | 0 | 0 | 0 | 0 | 0 | 0 | 0 | 0 | 0 | 0 | 0 | 0 | 10 | 0
44 | ICL | Deposition-ICL | CMOSMetalDeposition-Wafer | endura | 8.5 | 25 | 0 | 10 | 0 | 0 | 20 | 0 | 50 | 35 | 35 | 80 | 150 | 35 | 35 | 35 | 35 | 35 | 130 | 50 | 35 | 60 | 150 | 35 | 35 | 35 | 35 | 35 | 35 | 35 | 90 | 0 | 0 | 0 | 0 | 0 | 0 | 0 | 0 | 0 | 0 | 0 | 0 | 0 | 0 | 0 | 0 | 0 | 0 | 0 | 0 | 0 | 0 | 0 | 0 | 0 | 0 | 0 | 0 | 0 | 0 | 0 | 0 | 0 | 0 | 0 | 0 | 0 | 0 | 0 | 0 | 0 | 10 | 0
45 | ICL | Deposition-ICL | PECVD | epi-Centura | 8.5 | 25 | 0 | 0 | 0 | 32 | 0 | 0 | 0 | 0 | 0 | 0 | 0 | 0 | 0 | 0 | 0 | 0 | 0 | 0 | 0 | 0 | 0 | 0 | 0 | 0 | 0 | 0 | 0 | 0 | 0 | 0 | 0 | 0 | 0 | 2 | 0 | 0 | 0 | 0 | 0 | 10 | 0 | 0 | 0 | 0 | 11 | 0 | 0 | 0 | 0 | 0 | 0 | 0 | 0 | 0 | 0 | 0 | 0 | 0 | 0 | 0 | 0 | 0 | 0 | 0 | 0 | 0 | 0 | 0 | 0 | 0 | 10 | 0
46 | ICL | CMP-ICL | CMP | GnP | 8.5 | 25 | 0 | 7 | 0 | 0 | 14 | 0 | 0 | 0 | 0 | 0 | 0 | 0 | 0 | 0 | 0 | 0 | 0 | 0 | 0 | 0 | 0 | 0 | 0 | 0 | 0 | 0 | 0 | 0 | 0 | 0 | 0 | 0 | 0 | 0 | 0 | 0 | 0 | 0 | 0 | 0 | 0 | 0 | 0 | 0 | 0 | 0 | 0 | 0 | 0 | 0 | 0 | 0 | 0 | 0 | 0 | 0 | 0 | 0 | 0 | 0 | 0 | 0 | 0 | 0 | 0 | 0 | 0 | 0 | 0 | 1 | 10 | 0
47 | ICL | Packaging-ICL | Packaging-Bonder | goldwire | 8.5 | 25 | 0 | 0 | 7 | 0 | 0 | 14 | 0 | 0 | 0 | 0 | 0 | 0 | 0 | 0 | 0 | 0 | 0 | 0 | 0 | 0 | 0 | 0 | 0 | 0 | 0 | 0 | 0 | 0 | 0 | 0 | 0 | 0 | 0 | 0 | 0 | 0 | 0 | 0 | 0 | 0 | 0 | 0 | 0 | 0 | 0 | 0 | 0 | 0 | 0 | 0 | 0 | 0 | 0 | 0 | 0 | 0 | 0 | 0 | 0 | 0 | 0 | 0 | 0 | 0 | 0 | 0 | 0 | 0 | 0 | 0 | 10 | 0
48 | ICL | Photo-ICL | SpinDeposition-Wafer | HMDS-ICL | 8.5 | 25 | 0 | 0 | 0 | 0 | 0 | 10 | 0 | 0 | 0 | 0 | 0 | 0 | 0 | 0 | 0 | 0 | 0 | 0 | 0 | 0 | 0 | 0 | 0 | 0 | 0 | 0 | 0 | 0 | 0 | 0 | 0 | 0 | 0 | 0 | 0 | 0 | 0 | 0 | 0 | 0 | 0 | 0 | 0 | 0 | 0 | 0 | 0 | 0 | 0 | 0 | 0 | 0 | 0 | 0 | 0 | 0 | 0 | 0 | 0 | 0 | 0 | 0 | 0 | 0 | 0 | 0 | 0 | 0 | 0 | 0 | 10 | 0
49 | ICL | Photo-ICL | Photo | i-stepper | 8.5 | 25 | 0 | 6 | 0 | 0 | 9 | 0 | 0 | 0 | 0 | 0 | 0 | 0 | 0 | 0 | 0 | 0 | 0 | 0 | 0 | 0 | 0 | 0 | 0 | 0 | 0 | 0 | 0 | 0 | 0 | 0 | 0 | 0 | 0 | 0 | 0 | 0 | 0 | 0 | 0 | 0 | 0 | 0 | 0 | 0 | 0 | 0 | 0 | 0 | 0 | 0 | 0 | 0 | 0 | 0 | 0 | 0 | 0 | 0 | 0 | 0 | 0 | 0 | 0 | 0 | 0 | 0 | 0 | 0 | 0 | 0 | 10 | 0
50 | ICL | Wet-ICL | Default | KOH-Au | 8.5 | 25 | 25 | 0 | 0 | 32 | 0 | 0 | 0 | 0 | 0 | 0 | 0 | 0 | 0 | 0 | 0 | 0 | 0 | 0 | 0 | 0 | 0 | 0 | 0 | 0 | 0 | 0 | 0 | 0 | 0 | 0 | 0 | 0 | 0 | 0 | 0 | 0 | 0 | 0 | 0 | 0 | 0 | 0 | 0 | 0 | 0 | 0 | 0 | 0 | 0 | 0 | 0 | 0 | 0 | 0 | 0 | 0 | 0 | 0 | 0 | 0 | 0 | 0 | 0 | 0 | 0 | 0 | 0 | 0 | 0 | 0 | 10 | 0
51 | ICL | Etch-ICL | Etch | LAM490B | 8.5 | 25 | 0 | 7 | 0 | 0 | 14 | 0 | 0 | 0 | 0 | 0 | 0 | 0 | 0 | 0 | 0 | 0 | 0 | 0 | 0 | 0 | 0 | 0 | 0 | 0 | 0 | 0 | 0 | 0 | 0 | 0 | 0 | 0 | 0 | 0 | 0 | 0 | 0 | 0 | 0 | 0 | 0 | 0 | 0 | 0 | 0 | 0 | 0 | 0 | 0 | 0 | 0 | 0 | 0 | 0 | 0 | 0 | 1 | 0 | 0 | 0 | 0 | 0 | 0 | 0 | 0 | 0 | 0 | 0 | 0 | 0 | 10 | 0
52 | ICL | Etch-ICL | Etch | LAM590-ICL | 8.5 | 25 | 0 | 7 | 0 | 0 | 14 | 0 | 0 | 0 | 0 | 0 | 0 | 0 | 0 | 0 | 0 | 0 | 0 | 0 | 0 | 0 | 0 | 0 | 0 | 0 | 0 | 0 | 0 | 0 | 0 | 0 | 0 | 0 | 0 | 0 | 0 | 0 | 0 | 0 | 0 | 0 | 0 | 0 | 0 | 0 | 0 | 0 | 0 | 0 | 0 | 0 | 0 | 0 | 0 | 0 | 0 | 0 | 1 | 0 | 0 | 0 | 0 | 0 | 0 | 0 | 0 | 0 | 0 | 0 | 0 | 0 | 10 | 0
53 | ICL | metrology | Default | microscope-ICL | 8.5 | 25 | 0 | 0 | 2 | 0 | 0 | 4 | 0 | 0 | 0 | 0 | 0 | 0 | 0 | 0 | 0 | 0 | 0 | 0 | 0 | 0 | 0 | 0 | 0 | 0 | 0 | 0 | 0 | 0 | 0 | 0 | 0 | 0 | 0 | 0 | 0 | 0 | 0 | 0 | 0 | 0 | 0 | 0 | 0 | 0 | 0 | 0 | 0 | 0 | 0 | 0 | 0 | 0 | 0 | 0 | 0 | 0 | 0 | 0 | 0 | 0 | 0 | 0 | 0 | 0 | 0 | 0 | 0 | 0 | 0 | 0 | 10 | 0
54 | ICL | Wet-ICL | WetBench | nitrEtch-HotPhos | 8.5 | 25 | 25 | 0 | 0 | 32 | 0 | 0 | 0 | 0 | 0 | 0 | 0 | 0 | 0 | 0 | 0 | 0 | 0 | 0 | 0 | 0 | 0 | 0 | 0 | 0 | 0 | 0 | 0 | 0 | 0 | 0 | 0 | 0 | 0 | 0 | 0 | 0 | 0 | 0 | 0 | 0 | 0 | 0 | 0 | 0 | 0 | 0 | 0 | 0 | 0 | 0 | 0 | 0 | 0 | 0 | 0 | 0 | 0 | 0 | 0 | 0 | 0 | 0 | 0 | 0 | 0 | 0 | 0 | 0 | 0 | 0 | 10 | 0
55 | ICL | Wet-ICL | WetBench | oxEtch-BOE | 8.5 | 25 | 25 | 0 | 0 | 32 | 0 | 0 | 0 | 0 | 0 | 0 | 0 | 0 | 0 | 0 | 0 | 0 | 0 | 0 | 0 | 0 | 0 | 0 | 0 | 0 | 0 | 0 | 0 | 0 | 0 | 0 | 0 | 0 | 0 | 0 | 0 | 0 | 0 | 0 | 0 | 0 | 0 | 0 | 0 | 0 | 0 | 0 | 0 | 0 | 0 | 0 | 0 | 0 | 0 | 0 | 0 | 0 | 0 | 0 | 0 | 0 | 0 | 0 | 0 | 0 | 0 | 0 | 0 | 0 | 0 | 0 | 10 | 0
56 | ICL | PECVD-RIE | PECVD-RIE | Oxford-100 | 8.5 | 25 | 0 | 7 | 0 | 0 | 14 | 0 | 0 | 0 | 0 | 0 | 0 | 0 | 0 | 0 | 0 | 0 | 0 | 0 | 0 | 0 | 0 | 0 | 0 | 0 | 0 | 0 | 0 | 0 | 0 | 1 | 1 | 1 | 1 | 1 | 0 | 0 | 0 | 0 | 1 | 0 | 1 | 1 | 0 | 0 | 1 | 0 | 0 | 0 | 0 | 0 | 0 | 0 | 0 | 0 | 0 | 0 | 1 | 0 | 0 | 0 | 0 | 0 | 0 | 0 | 0 | 0 | 0 | 0 | 0 | 0 | 10 | 0
57 | ICL | Metrology-ICL | Default | P10 | 8.5 | 25 | 0 | 0 | 5 | 0 | 0 | 10 | 0 | 0 | 0 | 0 | 0 | 0 | 0 | 0 | 0 | 0 | 0 | 0 | 0 | 0 | 0 | 0 | 0 | 0 | 0 | 0 | 0 | 0 | 0 | 0 | 0 | 0 | 0 | 0 | 0 | 0 | 0 | 0 | 0 | 0 | 0 | 0 | 0 | 0 | 0 | 0 | 0 | 0 | 0 | 0 | 0 | 0 | 0 | 0 | 0 | 0 | 0 | 0 | 0 | 0 | 0 | 0 | 0 | 0 | 0 | 0 | 0 | 0 | 0 | 0 | 10 | 0
58 | ICL | Wet-ICL | WetBench | premetal-Piranha | 8.5 | 25 | 25 | 0 | 0 | 32 | 0 | 0 | 0 | 0 | 0 | 0 | 0 | 0 | 0 | 0 | 0 | 0 | 0 | 0 | 0 | 0 | 0 | 0 | 0 | 0 | 0 | 0 | 0 | 0 | 0 | 0 | 0 | 0 | 0 | 0 | 0 | 0 | 0 | 0 | 0 | 0 | 0 | 0 | 0 | 0 | 0 | 0 | 0 | 0 | 0 | 0 | 0 | 0 | 0 | 0 | 0 | 0 | 0 | 0 | 0 | 0 | 0 | 0 | 0 | 0 | 0 | 0 | 0 | 0 | 0 | 0 | 10 | 0
59 | ICL | Etch-ICL | Etch | rainbow | 8.5 | 25 | 0 | 7 | 0 | 0 | 14 | 0 | 0 | 0 | 0 | 0 | 0 | 0 | 0 | 0 | 0 | 0 | 0 | 0 | 0 | 0 | 0 | 0 | 0 | 0 | 0 | 0 | 0 | 0 | 0 | 0 | 0 | 0 | 0 | 0 | 0 | 0 | 0 | 0 | 0 | 0 | 0 | 0 | 0 | 0 | 0 | 0 | 0 | 0 | 0 | 0 | 0 | 0 | 0 | 0 | 0 | 0 | 1 | 0 | 0 | 0 | 0 | 0 | 0 | 0 | 0 | 0 | 0 | 0 | 0 | 0 | 10 | 0
60 | ICL | Diffusion-ICL | Default | rca-ICL | 8.5 | 25 | 25 | 0 | 0 | 39 | 0 | 0 | 0 | 0 | 0 | 0 | 0 | 0 | 0 | 0 | 0 | 0 | 0 | 0 | 0 | 0 | 0 | 0 | 0 | 0 | 0 | 0 | 0 | 0 | 0 | 0 | 0 | 0 | 0 | 0 | 0 | 0 | 0 | 0 | 0 | 0 | 0 | 0 | 0 | 0 | 0 | 0 | 0 | 0 | 0 | 0 | 0 | 0 | 0 | 0 | 0 | 0 | 0 | 0 | 0 | 0 | 0 | 0 | 0 | 0 | 0 | 0 | 0 | 0 | 0 | 0 | 10 | 0
61 | ICL | Diffusion-ICL | Default | RTA-Metal | 8.5 | 25 | 0 | 4 | 0 | 0 | 5 | 0 | 0 | 0 | 0 | 0 | 0 | 0 | 0 | 0 | 0 | 0 | 0 | 0 | 0 | 0 | 0 | 0 | 0 | 0 | 0 | 0 | 0 | 0 | 0 | 0 | 0 | 0 | 0 | 0 | 0 | 0 | 0 | 0 | 0 | 0 | 0 | 0 | 0 | 0 | 0 | 0 | 0 | 0 | 0 | 0 | 0 | 0 | 0 | 0 | 0 | 0 | 0 | 0 | 0 | 0 | 0 | 0 | 0 | 0 | 0 | 0 | 0 | 10 | 0 | 0 | 10 | 0
62 | ICL | Diffusion-ICL | Default | RTA-NoMetal | 8.5 | 25 | 0 | 4 | 0 | 0 | 5 | 0 | 0 | 0 | 0 | 0 | 0 | 0 | 0 | 0 | 0 | 0 | 0 | 0 | 0 | 0 | 0 | 0 | 0 | 0 | 0 | 0 | 0 | 0 | 0 | 0 | 0 | 0 | 0 | 0 | 0 | 0 | 0 | 0 | 0 | 0 | 0 | 0 | 0 | 0 | 0 | 0 | 0 | 0 | 0 | 0 | 0 | 0 | 0 | 0 | 0 | 0 | 0 | 0 | 0 | 0 | 0 | 0 | 0 | 0 | 0 | 0 | 0 | 0 | 0 | 0 | 10 | 0
63 | ICL | Diffusion-ICL | Default | RTA-pieces | 8.5 | 25 | 0 | 4 | 0 | 0 | 5 | 0 | 0 | 0 | 0 | 0 | 0 | 0 | 0 | 0 | 0 | 0 | 0 | 0 | 0 | 0 | 0 | 0 | 0 | 0 | 0 | 0 | 0 | 0 | 0 | 0 | 0 | 0 | 0 | 0 | 0 | 0 | 0 | 0 | 0 | 0 | 0 | 0 | 0 | 0 | 0 | 0 | 0 | 0 | 0 | 0 | 0 | 0 | 0 | 0 | 0 | 0 | 0 | 0 | 0 | 0 | 0 | 0 | 0 | 0 | 0 | 0 | 0 | 10 | 0 | 0 | 10 | 0
64 | ICL | Metrology-ICL | Default | semZeiss | 8.5 | 25 | 0 | 0 | 9 | 0 | 0 | 12 | 0 | 0 | 0 | 0 | 0 | 0 | 0 | 0 | 0 | 0 | 0 | 0 | 0 | 0 | 0 | 0 | 0 | 0 | 0 | 0 | 0 | 0 | 0 | 0 | 0 | 0 | 0 | 0 | 0 | 0 | 0 | 0 | 0 | 0 | 0 | 0 | 0 | 0 | 0 | 0 | 0 | 0 | 0 | 0 | 0 | 0 | 0 | 0 | 0 | 0 | 0 | 0 | 0 | 0 | 0 | 0 | 0 | 0 | 0 | 0 | 0 | 0 | 0 | 0 | 10 | 0
65 | ICL | Wet-ICL | Default | TMAH-KOHhood | 8.5 | 25 | 25 | 0 | 0 | 32 | 0 | 0 | 0 | 0 | 0 | 0 | 0 | 0 | 0 | 0 | 0 | 0 | 0 | 0 | 0 | 0 | 0 | 0 | 0 | 0 | 0 | 0 | 0 | 0 | 0 | 0 | 0 | 0 | 0 | 0 | 0 | 0 | 0 | 0 | 0 | 0 | 0 | 0 | 0 | 0 | 0 | 0 | 0 | 0 | 0 | 0 | 0 | 0 | 0 | 0 | 0 | 0 | 0 | 0 | 0 | 0 | 0 | 0 | 0 | 0 | 0 | 0 | 0 | 0 | 0 | 0 | 10 | 0
66 | ICL | Metrology-ICL | Default | UV1280 | 8.5 | 25 | 0 | 0 | 5 | 0 | 0 | 10 | 0 | 0 | 0 | 0 | 0 | 0 | 0 | 0 | 0 | 0 | 0 | 0 | 0 | 0 | 0 | 0 | 0 | 0 | 0 | 0 | 0 | 0 | 0 | 0 | 0 | 0 | 0 | 0 | 0 | 0 | 0 | 0 | 0 | 0 | 0 | 0 | 0 | 0 | 0 | 0 | 0 | 0 | 0 | 0 | 0 | 0 | 0 | 0 | 0 | 0 | 0 | 0 | 0 | 0 | 0 | 0 | 0 | 0 | 0 | 0 | 0 | 0 | 0 | 0 | 10 | 0
67 | ICL | Diffusion-ICL | LPCVD | VTR | 8.5 | 50 | 65 | 0 | 0 | 74 | 0 | 0 | 0 | 0 | 0 | 0 | 0 | 0 | 0 | 0 | 0 | 0 | 0 | 0 | 0 | 0 | 0 | 0 | 0 | 0 | 0 | 0 | 0 | 0 | 0 | 70 | 0 | 0 | 0 | 0 | 0 | 0 | 0 | 0 | 0 | 0 | 0 | 0 | 0 | 0 | 0 | 0 | 0 | 0 | 0 | 0 | 0 | 0 | 0 | 0 | 0 | 0 | 0 | 0 | 0 | 0 | 0 | 0 | 0 | 0 | 0 | 0 | 0 | 0 | 0 | 0 | 10 | 0
68 | ICL | Metrology-ICL | Default | wykoICL | 8.5 | 25 | 0 | 0 | 5 | 0 | 0 | 10 | 0 | 0 | 0 | 0 | 0 | 0 | 0 | 0 | 0 | 0 | 0 | 0 | 0 | 0 | 0 | 0 | 0 | 0 | 0 | 0 | 0 | 0 | 0 | 0 | 0 | 0 | 0 | 0 | 0 | 0 | 0 | 0 | 0 | 0 | 0 | 0 | 0 | 0 | 0 | 0 | 0 | 0 | 0 | 0 | 0 | 0 | 0 | 0 | 0 | 0 | 0 | 0 | 0 | 0 | 0 | 0 | 0 | 0 | 0 | 0 | 0 | 0 | 0 | 0 | 10 | 0
69 | TRL | Wet-TRL | WetBench | 2Dtransfer-platingHood | 8.5 | 25 | 25 | 0 | 0 | 32 | 0 | 0 | 0 | 0 | 0 | 0 | 0 | 0 | 0 | 0 | 0 | 0 | 0 | 0 | 0 | 0 | 0 | 0 | 0 | 0 | 0 | 0 | 0 | 0 | 0 | 0 | 0 | 0 | 0 | 0 | 0 | 0 | 0 | 0 | 0 | 0 | 0 | 0 | 0 | 0 | 0 | 0 | 0 | 0 | 0 | 0 | 0 | 0 | 0 | 0 | 0 | 0 | 0 | 0 | 0 | 0 | 0 | 0 | 0 | 0 | 0 | 0 | 0 | 0 | 0 | 0 | 10 | 0
70 | TRL | Diffusion-TRL | Diffusion-Batch | A1-GateOx | 8.5 | 50 | 25 | 0 | 0 | 39 | 0 | 0 | 0 | 0 | 0 | 0 | 0 | 0 | 0 | 0 | 0 | 0 | 0 | 0 | 0 | 0 | 0 | 0 | 0 | 0 | 0 | 0 | 0 | 0 | 0 | 0 | 10 | 10 | 0 | 0 | 0 | 0 | 0 | 0 | 0 | 0 | 0 | 0 | 0 | 0 | 0 | 0 | 0 | 0 | 0 | 0 | 0 | 0 | 0 | 0 | 0 | 0 | 0 | 10 | 0 | 0 | 0 | 0 | 0 | 0 | 0 | 0 | 0 | 0 | 0 | 0 | 10 | 0
71 | TRL | Diffusion-TRL | Diffusion-Batch | A2-WetOxBond | 8.5 | 50 | 25 | 0 | 0 | 39 | 0 | 0 | 0 | 0 | 0 | 0 | 0 | 0 | 0 | 0 | 0 | 0 | 0 | 0 | 0 | 0 | 0 | 0 | 0 | 0 | 0 | 0 | 0 | 0 | 0 | 0 | 10 | 10 | 0 | 0 | 0 | 0 | 0 | 0 | 0 | 0 | 0 | 0 | 0 | 0 | 0 | 0 | 0 | 0 | 0 | 0 | 0 | 0 | 0 | 0 | 0 | 0 | 0 | 10 | 0 | 0 | 0 | 0 | 0 | 0 | 0 | 0 | 0 | 0 | 0 | 0 | 10 | 0
72 | TRL | Diffusion-TRL | Diffusion-Batch | A3-Sinter | 8.5 | 50 | 25 | 0 | 0 | 39 | 0 | 0 | 0 | 0 | 0 | 0 | 0 | 0 | 0 | 0 | 0 | 0 | 0 | 0 | 0 | 0 | 0 | 0 | 0 | 0 | 0 | 0 | 0 | 0 | 0 | 0 | 10 | 10 | 0 | 0 | 0 | 0 | 0 | 0 | 0 | 0 | 0 | 0 | 0 | 0 | 0 | 0 | 0 | 0 | 0 | 0 | 0 | 0 | 0 | 0 | 0 | 0 | 0 | 10 | 0 | 0 | 0 | 0 | 0 | 0 | 0 | 0 | 0 | 0 | 0 | 0 | 10 | 0
73 | TRL | Diffusion-TRL | Diffusion-Batch | A4-III-Vanneal | 8.5 | 50 | 25 | 0 | 0 | 39 | 0 | 0 | 0 | 0 | 0 | 0 | 0 | 0 | 0 | 0 | 0 | 0 | 0 | 0 | 0 | 0 | 0 | 0 | 0 | 0 | 0 | 0 | 0 | 0 | 0 | 0 | 10 | 10 | 0 | 0 | 0 | 0 | 0 | 0 | 0 | 0 | 0 | 0 | 0 | 0 | 0 | 0 | 0 | 0 | 0 | 0 | 0 | 0 | 0 | 0 | 0 | 0 | 0 | 10 | 0 | 0 | 0 | 0 | 0 | 0 | 0 | 0 | 0 | 0 | 0 | 0 | 10 | 0
74 | TRL | Wet-TRL | WetBench | acid-hood | 8.5 | 25 | 25 | 0 | 0 | 32 | 0 | 0 | 0 | 0 | 0 | 0 | 0 | 0 | 0 | 0 | 0 | 0 | 0 | 0 | 0 | 0 | 0 | 0 | 0 | 0 | 0 | 0 | 0 | 0 | 0 | 0 | 0 | 0 | 0 | 0 | 0 | 0 | 0 | 0 | 0 | 0 | 0 | 0 | 0 | 0 | 0 | 0 | 0 | 0 | 0 | 0 | 0 | 0 | 0 | 0 | 0 | 0 | 0 | 0 | 0 | 0 | 0 | 0 | 0 | 0 | 0 | 0 | 0 | 0 | 0 | 0 | 10 | 0
75 | TRL | Deposition-TRL | Deposition-Batch | AJA-TRL | 8.5 | 25 | 0 | 10 | 0 | 0 | 20 | 0 | 50 | 35 | 35 | 80 | 150 | 35 | 35 | 35 | 35 | 35 | 130 | 50 | 35 | 60 | 150 | 35 | 35 | 35 | 35 | 35 | 35 | 35 | 90 | 0 | 0 | 0 | 0 | 0 | 0 | 0 | 0 | 0 | 0 | 0 | 0 | 0 | 0 | 0 | 0 | 0 | 0 | 0 | 0 | 0 | 0 | 0 | 0 | 0 | 0 | 0 | 0 | 0 | 0 | 0 | 0 | 0 | 0 | 0 | 0 | 0 | 0 | 0 | 0 | 0 | 10 | 0
76 | TRL | Photo-TRL | Default | asherMatrix-TRL | 8.5 | 25 | 2 | 0 | 0 | 4 | 0 | 0 | 0 | 0 | 0 | 0 | 0 | 0 | 0 | 0 | 0 | 0 | 0 | 0 | 0 | 0 | 0 | 0 | 0 | 0 | 0 | 0 | 0 | 0 | 0 | 0 | 0 | 0 | 0 | 0 | 0 | 0 | 0 | 0 | 0 | 0 | 0 | 0 | 0 | 0 | 0 | 0 | 0 | 0 | 0 | 0 | 0 | 0 | 0 | 0 | 0 | 0 | 0 | 0 | 0 | 0 | 0 | 0 | 0 | 0 | 0 | 0 | 0 | 0 | 0 | 0 | 10 | 0
77 | TRL | Photo-TRL | Default | asher-TRL | 8.5 | 25 | 2 | 0 | 0 | 4 | 0 | 0 | 0 | 0 | 0 | 0 | 0 | 0 | 0 | 0 | 0 | 0 | 0 | 0 | 0 | 0 | 0 | 0 | 0 | 0 | 0 | 0 | 0 | 0 | 0 | 0 | 0 | 0 | 0 | 0 | 0 | 0 | 0 | 0 | 0 | 0 | 0 | 0 | 0 | 0 | 0 | 0 | 0 | 0 | 0 | 0 | 0 | 0 | 0 | 0 | 0 | 0 | 0 | 0 | 0 | 0 | 0 | 0 | 0 | 0 | 0 | 0 | 0 | 0 | 0 | 0 | 10 | 0
78 | TRL | Diffusion-TRL | Diffusion-Batch | B1-Au | 8.5 | 50 | 25 | 0 | 0 | 39 | 0 | 0 | 0 | 0 | 0 | 0 | 0 | 0 | 0 | 0 | 0 | 0 | 0 | 0 | 0 | 0 | 0 | 0 | 0 | 0 | 0 | 0 | 0 | 0 | 0 | 0 | 10 | 10 | 0 | 0 | 0 | 0 | 0 | 0 | 0 | 0 | 0 | 0 | 0 | 0 | 0 | 0 | 0 | 0 | 0 | 0 | 0 | 0 | 0 | 0 | 0 | 0 | 0 | 10 | 0 | 0 | 0 | 0 | 0 | 0 | 0 | 0 | 0 | 0 | 0 | 0 | 10 | 0
79 | TRL | Diffusion-TRL | LPCVD | B2-Ox-alloy-Poly | 8.5 | 50 | 65 | 0 | 0 | 74 | 0 | 0 | 0 | 0 | 0 | 0 | 0 | 0 | 0 | 0 | 0 | 0 | 0 | 0 | 0 | 0 | 0 | 0 | 0 | 0 | 0 | 0 | 0 | 0 | 0 | 0 | 10 | 10 | 70 | 70 | 0 | 0 | 0 | 0 | 0 | 0 | 0 | 0 | 0 | 0 | 0 | 0 | 0 | 0 | 0 | 0 | 0 | 0 | 0 | 0 | 0 | 0 | 0 | 10 | 0 | 0 | 0 | 0 | 0 | 0 | 0 | 0 | 0 | 0 | 0 | 0 | 10 | 0
80 | TRL | Diffusion-TRL | Diffusion-Batch | B3-DryOx | 8.5 | 50 | 25 | 0 | 0 | 39 | 0 | 0 | 0 | 0 | 0 | 0 | 0 | 0 | 0 | 0 | 0 | 0 | 0 | 0 | 0 | 0 | 0 | 0 | 0 | 0 | 0 | 0 | 0 | 0 | 0 | 0 | 0 | 0 | 0 | 0 | 0 | 0 | 0 | 0 | 0 | 0 | 0 | 0 | 0 | 0 | 0 | 0 | 0 | 0 | 0 | 0 | 0 | 0 | 0 | 0 | 0 | 0 | 0 | 0 | 0 | 0 | 0 | 0 | 0 | 0 | 0 | 0 | 0 | 0 | 0 | 0 | 10 | 0
81 | TRL | Diffusion-TRL | LPCVD | B4-Poly | 8.5 | 50 | 65 | 0 | 0 | 74 | 0 | 0 | 0 | 0 | 0 | 0 | 0 | 0 | 0 | 0 | 0 | 0 | 0 | 0 | 0 | 0 | 0 | 0 | 0 | 0 | 0 | 0 | 0 | 0 | 0 | 0 | 0 | 0 | 70 | 70 | 0 | 0 | 0 | 0 | 0 | 0 | 0 | 0 | 0 | 0 | 0 | 0 | 0 | 0 | 0 | 0 | 0 | 0 | 0 | 0 | 0 | 0 | 0 | 0 | 0 | 0 | 0 | 0 | 0 | 0 | 0 | 0 | 0 | 0 | 0 | 0 | 10 | 0
82 | TRL | Deposition-TRL | Deposition-Batch | Balzer-Elionix | 8.5 | 25 | 0 | 0 | 8 | 0 | 0 | 12 | 50 | 35 | 35 | 80 | 150 | 35 | 35 | 35 | 35 | 35 | 130 | 50 | 35 | 60 | 150 | 35 | 35 | 35 | 35 | 35 | 35 | 35 | 90 | 0 | 0 | 0 | 0 | 0 | 0 | 0 | 0 | 0 | 0 | 0 | 0 | 0 | 0 | 0 | 0 | 0 | 0 | 0 | 0 | 0 | 0 | 0 | 0 | 0 | 0 | 0 | 0 | 0 | 0 | 0 | 0 | 0 | 0 | 0 | 0 | 0 | 0 | 0 | 0 | 0 | 10 | 0
83 | TRL | Deposition-TRL | Default | CCNT | 8.5 | 25 | 0 | 7 | 0 | 0 | 14 | 0 | 0 | 0 | 0 | 0 | 0 | 0 | 0 | 0 | 0 | 0 | 0 | 0 | 0 | 0 | 0 | 0 | 0 | 0 | 0 | 0 | 0 | 0 | 0 | 0 | 0 | 0 | 0 | 0 | 0 | 0 | 0 | 0 | 0 | 0 | 0 | 0 | 0 | 0 | 0 | 0 | 0 | 0 | 0 | 0 | 0 | 0 | 0 | 0 | 0 | 0 | 0 | 0 | 0 | 0 | 0 | 0 | 0 | 0 | 0 | 0 | 0 | 0 | 0 | 0 | 10 | 0
84 | TRL | Photo-TRL | SpinDeposition-Wafer | coater | 8.5 | 25 | 0 | 2 | 0 | 0 | 10 | 0 | 0 | 0 | 0 | 0 | 0 | 0 | 0 | 0 | 0 | 0 | 0 | 0 | 0 | 0 | 0 | 0 | 0 | 0 | 0 | 0 | 0 | 0 | 0 | 0 | 0 | 0 | 0 | 0 | 0 | 0 | 0 | 0 | 0 | 0 | 0 | 0 | 0 | 0 | 0 | 5 | 0 | 0 | 0 | 0 | 0 | 0 | 0 | 0 | 0 | 0 | 0 | 0 | 0 | 0 | 0 | 0 | 0 | 0 | 0 | 0 | 0 | 0 | 0 | 0 | 10 | 0
85 | TRL | Metrology-TRL | Default | dek-NoAu | 8.5 | 25 | 0 | 0 | 2 | 0 | 0 | 4 | 0 | 0 | 0 | 0 | 0 | 0 | 0 | 0 | 0 | 0 | 0 | 0 | 0 | 0 | 0 | 0 | 0 | 0 | 0 | 0 | 0 | 0 | 0 | 0 | 0 | 0 | 0 | 0 | 0 | 0 | 0 | 0 | 0 | 0 | 0 | 0 | 0 | 0 | 0 | 0 | 0 | 0 | 0 | 0 | 0 | 0 | 0 | 0 | 0 | 0 | 0 | 0 | 0 | 0 | 0 | 0 | 0 | 0 | 0 | 0 | 0 | 0 | 0 | 0 | 10 | 0
86 | TRL | Metrology-TRL | Default | dektak-XT | 8.5 | 25 | 0 | 0 | 2 | 0 | 0 | 4 | 0 | 0 | 0 | 0 | 0 | 0 | 0 | 0 | 0 | 0 | 0 | 0 | 0 | 0 | 0 | 0 | 0 | 0 | 0 | 0 | 0 | 0 | 0 | 0 | 0 | 0 | 0 | 0 | 0 | 0 | 0 | 0 | 0 | 0 | 0 | 0 | 0 | 0 | 0 | 0 | 0 | 0 | 0 | 0 | 0 | 0 | 0 | 0 | 0 | 0 | 0 | 0 | 0 | 0 | 0 | 0 | 0 | 0 | 0 | 0 | 0 | 0 | 0 | 0 | 10 | 0
87 | TRL | Photo-TRL | SpinDeveloper | develop-Brewer | 8.5 | 25 | 0 | 2 | 0 | 0 | 10 | 0 | 0 | 0 | 0 | 0 | 0 | 0 | 0 | 0 | 0 | 0 | 0 | 0 | 0 | 0 | 0 | 0 | 0 | 0 | 0 | 0 | 0 | 0 | 0 | 0 | 0 | 0 | 0 | 0 | 0 | 0 | 0 | 0 | 0 | 0 | 0 | 0 | 0 | 0 | 0 | 5 | 0 | 0 | 0 | 0 | 0 | 0 | 0 | 0 | 0 | 0 | 0 | 0 | 0 | 0 | 0 | 0 | 0 | 0 | 0 | 0 | 0 | 0 | 0 | 0 | 10 | 0
88 | TRL | Deposition-TRL | Deposition-Batch | eBeamAu | 8.5 | 16 | 20 | 0 | 0 | 27 | 0 | 0 | 50 | 35 | 35 | 80 | 150 | 35 | 35 | 35 | 35 | 35 | 130 | 50 | 35 | 60 | 150 | 35 | 35 | 35 | 35 | 35 | 35 | 35 | 90 | 0 | 0 | 0 | 0 | 0 | 0 | 0 | 0 | 0 | 0 | 0 | 0 | 0 | 0 | 0 | 0 | 0 | 0 | 0 | 0 | 0 | 0 | 0 | 0 | 0 | 0 | 0 | 0 | 0 | 0 | 0 | 0 | 0 | 0 | 0 | 0 | 0 | 0 | 0 | 0 | 0 | 10 | 0
89 | TRL | Deposition-TRL | Deposition-Batch | eBeamFP | 8.5 | 16 | 20 | 0 | 0 | 27 | 0 | 0 | 50 | 35 | 35 | 80 | 150 | 35 | 35 | 35 | 35 | 35 | 130 | 50 | 35 | 60 | 150 | 35 | 35 | 35 | 35 | 35 | 35 | 35 | 90 | 0 | 0 | 0 | 0 | 0 | 0 | 0 | 0 | 0 | 0 | 0 | 0 | 0 | 0 | 0 | 0 | 0 | 0 | 0 | 0 | 0 | 0 | 0 | 0 | 0 | 0 | 0 | 0 | 0 | 0 | 0 | 0 | 0 | 0 | 0 | 0 | 0 | 0 | 0 | 0 | 0 | 10 | 0
90 | TRL | Metrology-TRL | Default | ellipsometer-TRL | 8.5 | 25 | 0 | 0 | 2 | 0 | 0 | 4 | 0 | 0 | 0 | 0 | 0 | 0 | 0 | 0 | 0 | 0 | 0 | 0 | 0 | 0 | 0 | 0 | 0 | 0 | 0 | 0 | 0 | 0 | 0 | 0 | 0 | 0 | 0 | 0 | 0 | 0 | 0 | 0 | 0 | 0 | 0 | 0 | 0 | 0 | 0 | 0 | 0 | 0 | 0 | 0 | 0 | 0 | 0 | 0 | 0 | 0 | 0 | 0 | 0 | 0 | 0 | 0 | 0 | 0 | 0 | 0 | 0 | 0 | 0 | 0 | 10 | 0
91 | TRL | Photo-TRL | Photo | EV1 | 8.5 | 25 | 0 | 6 | 0 | 0 | 9 | 0 | 0 | 0 | 0 | 0 | 0 | 0 | 0 | 0 | 0 | 0 | 0 | 0 | 0 | 0 | 0 | 0 | 0 | 0 | 0 | 0 | 0 | 0 | 0 | 0 | 0 | 0 | 0 | 0 | 0 | 0 | 0 | 0 | 0 | 0 | 0 | 0 | 0 | 0 | 0 | 0 | 0 | 0 | 0 | 0 | 0 | 0 | 0 | 0 | 0 | 0 | 0 | 0 | 0 | 0 | 0 | 0 | 0 | 0 | 0 | 0 | 0 | 0 | 0 | 0 | 10 | 0
92 | TRL | Photo-TRL | Photo | EV-LC | 8.5 | 25 | 0 | 6 | 0 | 0 | 9 | 0 | 0 | 0 | 0 | 0 | 0 | 0 | 0 | 0 | 0 | 0 | 0 | 0 | 0 | 0 | 0 | 0 | 0 | 0 | 0 | 0 | 0 | 0 | 0 | 0 | 0 | 0 | 0 | 0 | 0 | 0 | 0 | 0 | 0 | 0 | 0 | 0 | 0 | 0 | 0 | 0 | 0 | 0 | 0 | 0 | 0 | 0 | 0 | 0 | 0 | 0 | 0 | 0 | 0 | 0 | 0 | 0 | 0 | 0 | 0 | 0 | 0 | 0 | 0 | 0 | 10 | 0
93 | TRL | Photo-TRL | Wafer-Bonder | EV501 | 8.5 | 25 | 0 | 6 | 0 | 0 | 9 | 0 | 0 | 0 | 0 | 0 | 0 | 0 | 0 | 0 | 0 | 0 | 0 | 0 | 0 | 0 | 0 | 0 | 0 | 0 | 0 | 0 | 0 | 0 | 0 | 0 | 0 | 0 | 0 | 0 | 0 | 0 | 0 | 0 | 0 | 0 | 0 | 0 | 0 | 0 | 0 | 0 | 0 | 0 | 0 | 0 | 0 | 0 | 0 | 0 | 0 | 0 | 0 | 0 | 0 | 0 | 0 | 0 | 0 | 0 | 0 | 0 | 0 | 0 | 0 | 0 | 10 | 0
94 | TRL | Photo-TRL | Wafer-Bonder | EV501-620 | 8.5 | 25 | 0 | 6 | 0 | 0 | 9 | 0 | 0 | 0 | 0 | 0 | 0 | 0 | 0 | 0 | 0 | 0 | 0 | 0 | 0 | 0 | 0 | 0 | 0 | 0 | 0 | 0 | 0 | 0 | 0 | 0 | 0 | 0 | 0 | 0 | 0 | 0 | 0 | 0 | 0 | 0 | 0 | 0 | 0 | 0 | 0 | 0 | 0 | 0 | 0 | 0 | 0 | 0 | 0 | 0 | 0 | 0 | 0 | 0 | 0 | 0 | 0 | 0 | 0 | 0 | 0 | 0 | 0 | 0 | 0 | 0 | 10 | 0
95 | TRL | Photo-TRL | Wafer-Bonder | EV620 | 8.5 | 25 | 0 | 6 | 0 | 0 | 9 | 0 | 0 | 0 | 0 | 0 | 0 | 0 | 0 | 0 | 0 | 0 | 0 | 0 | 0 | 0 | 0 | 0 | 0 | 0 | 0 | 0 | 0 | 0 | 0 | 0 | 0 | 0 | 0 | 0 | 0 | 0 | 0 | 0 | 0 | 0 | 0 | 0 | 0 | 0 | 0 | 0 | 0 | 0 | 0 | 0 | 0 | 0 | 0 | 0 | 0 | 0 | 0 | 0 | 0 | 0 | 0 | 0 | 0 | 0 | 0 | 0 | 0 | 0 | 0 | 0 | 10 | 0
96 | TRL | Metrology-TRL | Default | Fimetrics-TRL | 8.5 | 25 | 0 | 0 | 2 | 0 | 0 | 4 | 0 | 0 | 0 | 0 | 0 | 0 | 0 | 0 | 0 | 0 | 0 | 0 | 0 | 0 | 0 | 0 | 0 | 0 | 0 | 0 | 0 | 0 | 0 | 0 | 0 | 0 | 0 | 0 | 0 | 0 | 0 | 0 | 0 | 0 | 0 | 0 | 0 | 0 | 0 | 0 | 0 | 0 | 0 | 0 | 0 | 0 | 0 | 0 | 0 | 0 | 0 | 0 | 0 | 0 | 0 | 0 | 0 | 0 | 0 | 0 | 0 | 0 | 0 | 0 | 10 | 0
97 | TRL | Photo-TRL | Default | fluoroscope | 8.5 | 25 | 0 | 1 | 0 | 0 | 3 | 0 | 0 | 0 | 0 | 0 | 0 | 0 | 0 | 0 | 0 | 0 | 0 | 0 | 0 | 0 | 0 | 0 | 0 | 0 | 0 | 0 | 0 | 0 | 0 | 0 | 0 | 0 | 0 | 0 | 0 | 0 | 0 | 0 | 0 | 0 | 0 | 0 | 0 | 0 | 0 | 0 | 0 | 0 | 0 | 0 | 0 | 0 | 0 | 0 | 0 | 0 | 0 | 0 | 0 | 0 | 0 | 0 | 0 | 0 | 0 | 0 | 0 | 0 | 0 | 0 | 10 | 0
98 | TRL | Metrology-TRL | Default | FLX | 8.5 | 25 | 0 | 0 | 5 | 0 | 0 | 10 | 0 | 0 | 0 | 0 | 0 | 0 | 0 | 0 | 0 | 0 | 0 | 0 | 0 | 0 | 0 | 0 | 0 | 0 | 0 | 0 | 0 | 0 | 0 | 0 | 0 | 0 | 0 | 0 | 0 | 0 | 0 | 0 | 0 | 0 | 0 | 0 | 0 | 0 | 0 | 0 | 0 | 0 | 0 | 0 | 0 | 0 | 0 | 0 | 0 | 0 | 0 | 0 | 0 | 0 | 0 | 0 | 0 | 0 | 0 | 0 | 0 | 0 | 0 | 0 | 10 | 0
99 | TRL | Wet-TRL | WetBench | Greenflo | 8.5 | 25 | 25 | 0 | 0 | 32 | 0 | 0 | 0 | 0 | 0 | 0 | 0 | 0 | 0 | 0 | 0 | 0 | 0 | 0 | 0 | 0 | 0 | 0 | 0 | 0 | 0 | 0 | 0 | 0 | 0 | 0 | 0 | 0 | 0 | 0 | 0 | 0 | 0 | 0 | 0 | 0 | 0 | 0 | 0 | 0 | 0 | 0 | 0 | 0 | 0 | 0 | 0 | 0 | 0 | 0 | 0 | 0 | 0 | 0 | 0 | 0 | 0 | 0 | 0 | 0 | 0 | 0 | 0 | 0 | 0 | 0 | 10 | 0
100 | TRL | Metrology-TRL | Default | Hall-probe | 8.5 | 25 | 0 | 0 | 2 | 0 | 0 | 4 | 0 | 0 | 0 | 0 | 0 | 0 | 0 | 0 | 0 | 0 | 0 | 0 | 0 | 0 | 0 | 0 | 0 | 0 | 0 | 0 | 0 | 0 | 0 | 0 | 0 | 0 | 0 | 0 | 0 | 0 | 0 | 0 | 0 | 0 | 0 | 0 | 0 | 0 | 0 | 0 | 0 | 0 | 0 | 0 | 0 | 0 | 0 | 0 | 0 | 0 | 0 | 0 | 0 | 0 | 0 | 0 | 0 | 0 | 0 | 0 | 0 | 0 | 0 | 0 | 10 | 0
101 | TRL | Photo-TRL | Default | Heidelberg | 8.5 | 25 | 0 | 0 | 10 | 0 | 0 | 16 | 0 | 0 | 0 | 0 | 0 | 0 | 0 | 0 | 0 | 0 | 0 | 0 | 0 | 0 | 0 | 0 | 0 | 0 | 0 | 0 | 0 | 0 | 0 | 0 | 0 | 0 | 0 | 0 | 0 | 0 | 0 | 0 | 0 | 0 | 0 | 0 | 0 | 0 | 0 | 0 | 0 | 0 | 0 | 0 | 0 | 0 | 0 | 0 | 0 | 0 | 0 | 0 | 0 | 0 | 0 | 0 | 0 | 0 | 0 | 0 | 0 | 0 | 0 | 0 | 10 | 0
102 | TRL | Photo-TRL | SpinDeposition-Wafer | HMDS-TRL | 8.5 | 25 | 0 | 0 | 0 | 0 | 10 | 0 | 0 | 0 | 0 | 0 | 0 | 0 | 0 | 0 | 0 | 0 | 0 | 0 | 0 | 0 | 0 | 0 | 0 | 0 | 0 | 0 | 0 | 0 | 0 | 0 | 0 | 0 | 0 | 0 | 0 | 0 | 0 | 0 | 0 | 0 | 0 | 0 | 0 | 0 | 0 | 0 | 0 | 0 | 0 | 0 | 0 | 0 | 0 | 0 | 0 | 0 | 0 | 0 | 0 | 0 | 0 | 0 | 0 | 0 | 0 | 0 | 0 | 0 | 0 | 0 | 10 | 0
103 | TRL | Photo-TRL | Default | hotplate1 | 8.5 | 25 | 0 | 1 | 0 | 0 | 2 | 0 | 0 | 0 | 0 | 0 | 0 | 0 | 0 | 0 | 0 | 0 | 0 | 0 | 0 | 0 | 0 | 0 | 0 | 0 | 0 | 0 | 0 | 0 | 0 | 0 | 0 | 0 | 0 | 0 | 0 | 0 | 0 | 0 | 0 | 0 | 0 | 0 | 0 | 0 | 0 | 0 | 0 | 0 | 0 | 0 | 0 | 0 | 0 | 0 | 0 | 0 | 0 | 0 | 0 | 0 | 0 | 0 | 0 | 0 | 0 | 0 | 0 | 0 | 0 | 0 | 10 | 0
104 | TRL | Photo-TRL | Default | hotplate2 | 8.5 | 25 | 0 | 1 | 0 | 0 | 2 | 0 | 0 | 0 | 0 | 0 | 0 | 0 | 0 | 0 | 0 | 0 | 0 | 0 | 0 | 0 | 0 | 0 | 0 | 0 | 0 | 0 | 0 | 0 | 0 | 0 | 0 | 0 | 0 | 0 | 0 | 0 | 0 | 0 | 0 | 0 | 0 | 0 | 0 | 0 | 0 | 0 | 0 | 0 | 0 | 0 | 0 | 0 | 0 | 0 | 0 | 0 | 0 | 0 | 0 | 0 | 0 | 0 | 0 | 0 | 0 | 0 | 0 | 0 | 0 | 0 | 10 | 0
105 | TRL | Photo-TRL | Default | hotplate300 | 8.5 | 25 | 0 | 1 | 0 | 0 | 2 | 0 | 0 | 0 | 0 | 0 | 0 | 0 | 0 | 0 | 0 | 0 | 0 | 0 | 0 | 0 | 0 | 0 | 0 | 0 | 0 | 0 | 0 | 0 | 0 | 0 | 0 | 0 | 0 | 0 | 0 | 0 | 0 | 0 | 0 | 0 | 0 | 0 | 0 | 0 | 0 | 0 | 0 | 0 | 0 | 0 | 0 | 0 | 0 | 0 | 0 | 0 | 0 | 0 | 0 | 0 | 0 | 0 | 0 | 0 | 0 | 0 | 0 | 0 | 0 | 0 | 10 | 0
106 | TRL | Metrology-TRL | Default | IV-probe | 8.5 | 25 | 0 | 0 | 2 | 0 | 0 | 4 | 0 | 0 | 0 | 0 | 0 | 0 | 0 | 0 | 0 | 0 | 0 | 0 | 0 | 0 | 0 | 0 | 0 | 0 | 0 | 0 | 0 | 0 | 0 | 0 | 0 | 0 | 0 | 0 | 0 | 0 | 0 | 0 | 0 | 0 | 0 | 0 | 0 | 0 | 0 | 0 | 0 | 0 | 0 | 0 | 0 | 0 | 0 | 0 | 0 | 0 | 0 | 0 | 0 | 0 | 0 | 0 | 0 | 0 | 0 | 0 | 0 | 0 | 0 | 0 | 10 | 0
107 | TRL | Etch-TRL | Etch | LAM590-TRL | 8.5 | 25 | 0 | 7 | 0 | 0 | 14 | 0 | 0 | 0 | 0 | 0 | 0 | 0 | 0 | 0 | 0 | 0 | 0 | 0 | 0 | 0 | 0 | 0 | 0 | 0 | 0 | 0 | 0 | 0 | 0 | 0 | 0 | 0 | 0 | 0 | 0 | 0 | 0 | 0 | 0 | 0 | 0 | 0 | 0 | 0 | 0 | 0 | 0 | 0 | 0 | 0 | 0 | 0 | 0 | 0 | 0 | 0 | 1 | 0 | 0 | 0 | 0 | 0 | 0 | 0 | 0 | 0 | 0 | 0 | 0 | 0 | 10 | 0
108 | TRL | Photo-TRL | Photo | MA-6 | 8.5 | 25 | 0 | 6 | 0 | 0 | 9 | 0 | 0 | 0 | 0 | 0 | 0 | 0 | 0 | 0 | 0 | 0 | 0 | 0 | 0 | 0 | 0 | 0 | 0 | 0 | 0 | 0 | 0 | 0 | 0 | 0 | 0 | 0 | 0 | 0 | 0 | 0 | 0 | 0 | 0 | 0 | 0 | 0 | 0 | 0 | 0 | 0 | 0 | 0 | 0 | 0 | 0 | 0 | 0 | 0 | 0 | 0 | 0 | 0 | 0 | 0 | 0 | 0 | 0 | 0 | 0 | 0 | 0 | 0 | 0 | 0 | 10 | 0
109 | TRL | Photo-TRL | Photo | MLA-150 | 8.5 | 25 | 0 | 0 | 14 | 0 | 0 | 28 | 0 | 0 | 0 | 0 | 0 | 0 | 0 | 0 | 0 | 0 | 0 | 0 | 0 | 0 | 0 | 0 | 0 | 0 | 0 | 0 | 0 | 0 | 0 | 0 | 0 | 0 | 0 | 0 | 0 | 0 | 0 | 0 | 0 | 0 | 0 | 0 | 0 | 0 | 0 | 0 | 0 | 0 | 0 | 0 | 0 | 0 | 0 | 0 | 0 | 0 | 0 | 0 | 0 | 0 | 0 | 0 | 0 | 0 | 0 | 0 | 0 | 0 | 0 | 0 | 10 | 0
110 | TRL | Metrology-TRL | Default | microscope-TRL | 8.5 | 25 | 0 | 0 | 2 | 0 | 0 | 4 | 0 | 0 | 0 | 0 | 0 | 0 | 0 | 0 | 0 | 0 | 0 | 0 | 0 | 0 | 0 | 0 | 0 | 0 | 0 | 0 | 0 | 0 | 0 | 0 | 0 | 0 | 0 | 0 | 0 | 0 | 0 | 0 | 0 | 0 | 0 | 0 | 0 | 0 | 0 | 0 | 0 | 0 | 0 | 0 | 0 | 0 | 0 | 0 | 0 | 0 | 0 | 0 | 0 | 0 | 0 | 0 | 0 | 0 | 0 | 0 | 0 | 0 | 0 | 0 | 10 | 0
111 | TRL | Metrology-TRL | Default | nanospec | 8.5 | 25 | 0 | 0 | 2 | 0 | 0 | 4 | 0 | 0 | 0 | 0 | 0 | 0 | 0 | 0 | 0 | 0 | 0 | 0 | 0 | 0 | 0 | 0 | 0 | 0 | 0 | 0 | 0 | 0 | 0 | 0 | 0 | 0 | 0 | 0 | 0 | 0 | 0 | 0 | 0 | 0 | 0 | 0 | 0 | 0 | 0 | 0 | 0 | 0 | 0 | 0 | 0 | 0 | 0 | 0 | 0 | 0 | 0 | 0 | 0 | 0 | 0 | 0 | 0 | 0 | 0 | 0 | 0 | 0 | 0 | 0 | 10 | 0
112 | TRL | Photo-TRL | Photo | OAI-flood | 8.5 | 25 | 0 | 0 | 0 | 0 | 0 | 0 | 0 | 0 | 0 | 0 | 0 | 0 | 0 | 0 | 0 | 0 | 0 | 0 | 0 | 0 | 0 | 0 | 0 | 0 | 0 | 0 | 0 | 0 | 0 | 0 | 0 | 0 | 0 | 0 | 0 | 0 | 0 | 0 | 0 | 0 | 0 | 0 | 0 | 0 | 0 | 5 | 0 | 0 | 0 | 0 | 0 | 0 | 0 | 0 | 0 | 0 | 0 | 0 | 0 | 0 | 0 | 0 | 0 | 0 | 0
113 | TRL | Deposition-TRL | SpinDeposition-Wafer | parylene | 8.5 | 25 | 0 | 5 | 0 | 0 | 10 | 0 | 0 | 0 | 0 | 0 | 0 | 0 | 0 | 0 | 0 | 0 | 0 | 0 | 0 | 0 | 0 | 0 | 0 | 0 | 0 | 0 | 0 | 0 | 0 | 0 | 0 | 0 | 0 | 0 | 0 | 0 | 0 | 0 | 0 | 0 | 0 | 0 | 0 | 0 | 0 | 0 | 0 | 3 | 0 | 0 | 0 | 0 | 0 | 0 | 0 | 0 | 0 | 0 | 0 | 0 | 0 | 0 | 0 | 0 | 0 | 0 | 0 | 0 | 0 | 0 | 10 | 0
132 | Nano | Deposition-Nano | PECVD | PECVD-Samco | 8.5 | 25 | 0 | 7 | 0 | 0 | 14 | 0 | 0 | 0 | 0 | 0 | 0 | 0 | 0 | 0 | 0 | 0 | 0 | 0 | 0 | 0 | 0 | 0 | 0 | 0 | 0 | 0 | 0 | 0 | 0 | 1 | 1 | 1 | 1 | 1 | 0 | 0 | 0 | 0 | 1 | 1 | 1 | 0 | 0 | 0 | 1 | 0 | 0 | 0 | 0 | 0 | 0 | 0 | 0 | 0 | 0 | 0 | 0 | 0 | 0 | 0 | 0 | 0 | 0 | 0 | 0 | 0 | 0 | 0 | 0 | 0 | 10 | 0
114 | TRL | Deposition-TRL | SpinDeposition-Wafer | pentacene | 8.5 | 25 | 0 | 5 | 0 | 0 | 10 | 0 | 0 | 0 | 0 | 0 | 0 | 0 | 0 | 0 | 0 | 0 | 0 | 0 | 0 | 0 | 0 | 0 | 0 | 0 | 0 | 0 | 0 | 0 | 0 | 0 | 0 | 0 | 0 | 0 | 0 | 0 | 0 | 0 | 0 | 0 | 0 | 0 | 0 | 0 | 0 | 0 | 0 | 3 | 0 | 0 | 0 | 0 | 0 | 0 | 0 | 0 | 0 | 0 | 0 | 0 | 0 | 0 | 0 | 0 | 0 | 0 | 0 | 0 | 0 | 0 | 10 | 0
115 | TRL | Wet-TRL | Default | photo-wet-Au | 8.5 | 25 | 25 | 0 | 0 | 32 | 0 | 0 | 0 | 0 | 0 | 0 | 0 | 0 | 0 | 0 | 0 | 0 | 0 | 0 | 0 | 0 | 0 | 0 | 0 | 0 | 0 | 0 | 0 | 0 | 0 | 0 | 0 | 0 | 0 | 0 | 0 | 0 | 0 | 0 | 0 | 0 | 0 | 0 | 0 | 0 | 0 | 0 | 0 | 0 | 0 | 0 | 0 | 0 | 0 | 0 | 0 | 0 | 0 | 0 | 0 | 0 | 0 | 0 | 0 | 0 | 0 | 0 | 0 | 0 | 0 | 0 | 10 | 0
116 | TRL | Wet-TRL | Default | photo-wet-l | 8.5 | 25 | 25 | 0 | 0 | 32 | 0 | 0 | 0 | 0 | 0 | 0 | 0 | 0 | 0 | 0 | 0 | 0 | 0 | 0 | 0 | 0 | 0 | 0 | 0 | 0 | 0 | 0 | 0 | 0 | 0 | 0 | 0 | 0 | 0 | 0 | 0 | 0 | 0 | 0 | 0 | 0 | 0 | 0 | 0 | 0 | 0 | 0 | 0 | 0 | 0 | 0 | 0 | 0 | 0 | 0 | 0 | 0 | 0 | 0 | 0 | 0 | 0 | 0 | 0 | 0 | 0 | 0 | 0 | 0 | 0 | 0 | 10 | 0
117 | TRL | Wet-TRL | Default | photo-wet-r | 8.5 | 25 | 25 | 0 | 0 | 32 | 0 | 0 | 0 | 0 | 0 | 0 | 0 | 0 | 0 | 0 | 0 | 0 | 0 | 0 | 0 | 0 | 0 | 0 | 0 | 0 | 0 | 0 | 0 | 0 | 0 | 0 | 0 | 0 | 0 | 0 | 0 | 0 | 0 | 0 | 0 | 0 | 0 | 0 | 0 | 0 | 0 | 0 | 0 | 0 | 0 | 0 | 0 | 0 | 0 | 0 | 0 | 0 | 0 | 0 | 0 | 0 | 0 | 0 | 0 | 0 | 0 | 0 | 0 | 0 | 0 | 0 | 10 | 0
118 | TRL | Etch-TRL | Etch | plasmaquest | 8.5 | 25 | 0 | 7 | 0 | 0 | 14 | 0 | 0 | 0 | 0 | 0 | 0 | 0 | 0 | 0 | 0 | 0 | 0 | 0 | 0 | 0 | 0 | 0 | 0 | 0 | 0 | 0 | 0 | 0 | 0 | 1 | 1 | 1 | 1 | 1 | 0 | 0 | 0 | 0 | 1 | 1 | 1 | 0 | 0 | 0 | 0 | 0 | 0 | 0 | 0 | 0 | 0 | 0 | 0 | 0 | 0 | 0 | 1 | 0 | 0 | 0 | 0 | 0 | 0 | 0 | 0 | 0 | 0 | 0 | 0 | 0 | 10 | 0
119 | TRL | Photo-TRL | SpinDeposition-Wafer | PMMAspinner | 8.5 | 25 | 0 | 3 | 0 | 0 | 6 | 0 | 0 | 0 | 0 | 0 | 0 | 0 | 0 | 0 | 0 | 0 | 0 | 0 | 0 | 0 | 0 | 0 | 0 | 0 | 0 | 0 | 0 | 0 | 0 | 0 | 0 | 0 | 0 | 0 | 0 | 0 | 0 | 0 | 0 | 0 | 0 | 0 | 0 | 0 | 0 | 0 | 0 | 0 | 0 | 0 | 0 | 0 | 0 | 0 | 0 | 0 | 0 | 0 | 0 | 0 | 0 | 0 | 0 | 0 | 0 | 0 | 0 | 0 | 0 | 0 | 10 | 0
120 | TRL | Photo-TRL | Default | postbake | 8.5 | 25 | 0 | 0 | 0 | 0 | 3 | 0 | 0 | 0 | 0 | 0 | 0 | 0 | 0 | 0 | 0 | 0 | 0 | 0 | 0 | 0 | 0 | 0 | 0 | 0 | 0 | 0 | 0 | 0 | 0 | 0 | 0 | 0 | 0 | 0 | 0 | 0 | 0 | 0 | 0 | 0 | 0 | 0 | 0 | 0 | 0 | 0 | 0 | 0 | 0 | 0 | 0 | 0 | 0 | 0 | 0 | 0 | 0 | 0 | 0 | 0 | 0 | 0 | 0 | 0 | 0 | 0 | 0 | 0 | 0 | 0 | 10 | 0
121 | TRL | Photo-TRL | Default | prebakeovn | 8.5 | 25 | 0 | 0 | 0 | 0 | 3 | 0 | 0 | 0 | 0 | 0 | 0 | 0 | 0 | 0 | 0 | 0 | 0 | 0 | 0 | 0 | 0 | 0 | 0 | 0 | 0 | 0 | 0 | 0 | 0 | 0 | 0 | 0 | 0 | 0 | 0 | 0 | 0 | 0 | 0 | 0 | 0 | 0 | 0 | 0 | 0 | 0 | 0 | 0 | 0 | 0 | 0 | 0 | 0 | 0 | 0 | 0 | 0 | 0 | 0 | 0 | 0 | 0 | 0 | 0 | 0 | 0 | 0 | 0 | 0 | 0 | 10 | 0
122 | TRL | Deposition-TRL | SpinDeposition-Wafer | PZTcoater | 8.5 | 25 | 0 | 5 | 0 | 0 | 10 | 0 | 0 | 0 | 0 | 0 | 0 | 0 | 0 | 0 | 0 | 0 | 0 | 0 | 0 | 0 | 0 | 0 | 0 | 0 | 0 | 0 | 0 | 0 | 0 | 0 | 0 | 0 | 0 | 0 | 0 | 0 | 0 | 0 | 0 | 0 | 0 | 0 | 0 | 0 | 0 | 0 | 0 | 0 | 0 | 0 | 5 | 0 | 0 | 0 | 0 | 0 | 0 | 0 | 0 | 0 | 0 | 0 | 0 | 0 | 0 | 0 | 0 | 0 | 0 | 0 | 10 | 0
123 | TRL | Deposition-TRL | Default | PZTfurnace | 8.5 | 25 | 5 | 0 | 0 | 7 | 0 | 0 | 0 | 0 | 0 | 0 | 0 | 0 | 0 | 0 | 0 | 0 | 0 | 0 | 0 | 0 | 0 | 0 | 0 | 0 | 0 | 0 | 0 | 0 | 0 | 0 | 0 | 0 | 0 | 0 | 0 | 0 | 0 | 0 | 0 | 0 | 0 | 0 | 0 | 0 | 0 | 0 | 0 | 0 | 0 | 0 | 0 | 0 | 0 | 0 | 0 | 0 | 0 | 0 | 0 | 0 | 0 | 0 | 0 | 0 | 0 | 0 | 0 | 0 | 0 | 0 | 10 | 0
124 | TRL | Diffusion-TRL | Default | rca-TRL | 8.5 | 25 | 25 | 0 | 0 | 39 | 0 | 0 | 0 | 0 | 0 | 0 | 0 | 0 | 0 | 0 | 0 | 0 | 0 | 0 | 0 | 0 | 0 | 0 | 0 | 0 | 0 | 0 | 0 | 0 | 0 | 0 | 0 | 0 | 0 | 0 | 0 | 0 | 0 | 0 | 0 | 0 | 0 | 0 | 0 | 0 | 0 | 0 | 0 | 0 | 0 | 0 | 0 | 0 | 0 | 0 | 0 | 0 | 0 | 0 | 0 | 0 | 0 | 0 | 0 | 0 | 0 | 0 | 0 | 0 | 0 | 0 | 10 | 0
125 | TRL | Photo-TRL | Default | Resonetics | 8.5 | 25 | 0 | 0 | 10 | 0 | 0 | 14 | 0 | 0 | 0 | 0 | 0 | 0 | 0 | 0 | 0 | 0 | 0 | 0 | 0 | 0 | 0 | 0 | 0 | 0 | 0 | 0 | 0 | 0 | 0 | 0 | 0 | 0 | 0 | 0 | 0 | 0 | 0 | 0 | 0 | 0 | 0 | 0 | 0 | 0 | 0 | 0 | 0 | 0 | 0 | 0 | 0 | 0 | 0 | 0 | 0 | 0 | 0 | 0 | 0 | 0 | 0 | 0 | 0 | 0 | 0 | 0 | 0 | 0 | 0 | 0 | 10 | 0
127 | Nano | Etch-Nano | Etch | RIE-Fluorine-Samco | 8.5 | 25 | 0 | 7 | 0 | 0 | 14 | 0 | 0 | 0 | 0 | 0 | 0 | 0 | 0 | 0 | 0 | 0 | 0 | 0 | 0 | 0 | 0 | 0 | 0 | 0 | 0 | 0 | 0 | 0 | 0 | 0 | 0 | 0 | 0 | 0 | 0 | 0 | 0 | 0 | 0 | 0 | 0 | 0 | 0 | 0 | 0 | 0 | 0 | 0 | 0 | 0 | 0 | 0 | 0 | 0 | 0 | 0 | 1 | 0 | 0 | 0 | 0 | 0 | 0 | 0 | 0 | 0 | 0 | 0 | 0 | 0 | 10 | 0
126 | TRL | Diffusion-TRL | Default | RTA-HiT | 8.5 | 25 | 0 | 4 | 0 | 0 | 5 | 0 | 0 | 0 | 0 | 0 | 0 | 0 | 0 | 0 | 0 | 0 | 0 | 0 | 0 | 0 | 0 | 0 | 0 | 0 | 0 | 0 | 0 | 0 | 0 | 0 | 0 | 0 | 0 | 0 | 0 | 0 | 0 | 0 | 0 | 0 | 0 | 0 | 0 | 0 | 0 | 0 | 0 | 0 | 0 | 0 | 0 | 0 | 0 | 0 | 0 | 0 | 0 | 0 | 0 | 0 | 0 | 0 | 0 | 0 | 0 | 0 | 0 | 0 | 0 | 0 | 10 | 0
127 | TRL | Etch-TRL | Etch | SAMCO | 8.5 | 25 | 0 | 7 | 0 | 0 | 14 | 0 | 0 | 0 | 0 | 0 | 0 | 0 | 0 | 0 | 0 | 0 | 0 | 0 | 0 | 0 | 0 | 0 | 0 | 0 | 0 | 0 | 0 | 0 | 0 | 0 | 0 | 0 | 0 | 0 | 0 | 0 | 0 | 0 | 0 | 0 | 0 | 0 | 0 | 0 | 0 | 0 | 0 | 0 | 0 | 0 | 0 | 0 | 0 | 0 | 0 | 0 | 1 | 0 | 0 | 0 | 0 | 0 | 0 | 0 | 0 | 0 | 0 | 0 | 0 | 0 | 10 | 0
128 | TRL | Wet-TRL | Default | Solvent-noAu | 8.5 | 25 | 25 | 0 | 0 | 32 | 0 | 0 | 0 | 0 | 0 | 0 | 0 | 0 | 0 | 0 | 0 | 0 | 0 | 0 | 0 | 0 | 0 | 0 | 0 | 0 | 0 | 0 | 0 | 0 | 0 | 0 | 0 | 0 | 0 | 0 | 0 | 0 | 0 | 0 | 0 | 0 | 0 | 0 | 0 | 0 | 0 | 0 | 0 | 0 | 0 | 0 | 0 | 0 | 0 | 0 | 0 | 0 | 0 | 0 | 0 | 0 | 0 | 0 | 0 | 0 | 0 | 0 | 0 | 0 | 0 | 0 | 10 | 0
129 | TRL | Wet-TRL | Default | Solvent-hood | 8.5 | 25 | 25 | 0 | 0 | 32 | 0 | 0 | 0 | 0 | 0 | 0 | 0 | 0 | 0 | 0 | 0 | 0 | 0 | 0 | 0 | 0 | 0 | 0 | 0 | 0 | 0 | 0 | 0 | 0 | 0 | 0 | 0 | 0 | 0 | 0 | 0 | 0 | 0 | 0 | 0 | 0 | 0 | 0 | 0 | 0 | 0 | 0 | 0 | 0 | 0 | 0 | 0 | 0 | 0 | 0 | 0 | 0 | 0 | 0 | 0 | 0 | 0 | 0 | 0 | 0 | 0 | 0 | 0 | 0 | 0 | 0 | 10 | 0
130 | TRL | Etch-TRL | Etch | sts1 | 8.5 | 25 | 0 | 7 | 0 | 0 | 14 | 0 | 0 | 0 | 0 | 0 | 0 | 0 | 0 | 0 | 0 | 0 | 0 | 0 | 0 | 0 | 0 | 0 | 0 | 0 | 0 | 0 | 0 | 0 | 0 | 0 | 0 | 0 | 0 | 0 | 0 | 0 | 0 | 0 | 0 | 0 | 0 | 0 | 0 | 0 | 0 | 0 | 0 | 0 | 0 | 0 | 0 | 0 | 0 | 0 | 0 | 0 | 0.04 | 0 | 0 | 0 | 0 | 0 | 0 | 0 | 0 | 0 | 0 | 0 | 0 | 0 | 10 | 0
131 | TRL | Etch-TRL | Etch | sts2 | 8.5 | 25 | 0 | 7 | 0 | 0 | 14 | 0 | 0 | 0 | 0 | 0 | 0 | 0 | 0 | 0 | 0 | 0 | 0 | 0 | 0 | 0 | 0 | 0 | 0 | 0 | 0 | 0 | 0 | 0 | 0 | 0 | 0 | 0 | 0 | 0 | 0 | 0 | 0 | 0 | 0 | 0 | 0 | 0 | 0 | 0 | 0 | 0 | 0 | 0 | 0 | 0 | 0 | 0 | 0 | 0 | 0 | 0 | 0.04 | 0 | 0 | 0 | 0 | 0 | 0 | 0 | 0 | 0 | 0 | 0 | 0 | 0 | 10 | 0
132 | TRL | Deposition-TRL | PECVD | sts-CVD | 8.5 | 25 | 0 | 7 | 0 | 0 | 14 | 0 | 0 | 0 | 0 | 0 | 0 | 0 | 0 | 0 | 0 | 0 | 0 | 0 | 0 | 0 | 0 | 0 | 0 | 0 | 0 | 0 | 0 | 0 | 0 | 1 | 1 | 1 | 1 | 1 | 0 | 0 | 0 | 0 | 1 | 1 | 1 | 0 | 0 | 0 | 1 | 0 | 0 | 0 | 0 | 0 | 0 | 0 | 0 | 0 | 0 | 0 | 0 | 0 | 0 | 0 | 0 | 0 | 0 | 0 | 0 | 0 | 0 | 0 | 0 | 0 | 10 | 0
133 | TRL | Etch-TRL | Etch | sts-Pegasus | 8.5 | 25 | 0 | 7 | 0 | 0 | 14 | 0 | 0 | 0 | 0 | 0 | 0 | 0 | 0 | 0 | 0 | 0 | 0 | 0 | 0 | 0 | 0 | 0 | 0 | 0 | 0 | 0 | 0 | 0 | 0 | 0 | 0 | 0 | 0 | 0 | 0 | 0 | 0 | 0 | 0 | 0 | 0 | 0 | 0 | 0 | 0 | 0 | 0 | 0 | 0 | 0 | 0 | 0 | 0 | 0 | 0 | 0 | 0.04 | 0 | 0 | 0 | 0 | 0 | 0 | 0 | 0 | 0 | 0 | 0 | 0 | 0 | 10 | 0
134 | TRL | Photo-TRL | Default | SU8oven | 8.5 | 25 | 0 | 0 | 0 | 0 | 0 | 0 | 0 | 0 | 0 | 0 | 0 | 0 | 0 | 0 | 0 | 0 | 0 | 0 | 0 | 0 | 0 | 0 | 0 | 0 | 0 | 0 | 0 | 0 | 0 | 0 | 0 | 0 | 0 | 0 | 0 | 0 | 0 | 0 | 0 | 0 | 0 | 0 | 0 | 0 | 0 | 0 | 0 | 0 | 0 | 0 | 0 | 0 | 0 | 0 | 0 | 0 | 0 | 0 | 0 | 0 | 0 | 0 | 0 | 0 | 0 | 0 | 0 | 0 | 0 | 0 | 10 | 0
135 | TRL | Photo-TRL | SpinDeposition-Wafer | SU8spinner | 8.5 | 25 | 0 | 3 | 0 | 0 | 6 | 0 | 0 | 0 | 0 | 0 | 0 | 0 | 0 | 0 | 0 | 0 | 0 | 0 | 0 | 0 | 0 | 0 | 0 | 0 | 0 | 0 | 0 | 0 | 0 | 0 | 0 | 0 | 0 | 0 | 0 | 0 | 0 | 0 | 0 | 0 | 0 | 0 | 0 | 0 | 0 | 5 | 0 | 0 | 0 | 0 | 0 | 0 | 0 | 0 | 0 | 0 | 0 | 0 | 0 | 0 | 0 | 0 | 0 | 0 | 0 | 0 | 0 | 0 | 0 | 0 | 10 | 0
136 | TRL | Photo-TRL | Default | TBM-8 | 8.5 | 25 | 0 | 0 | 2 | 0 | 0 | 4 | 0 | 0 | 0 | 0 | 0 | 0 | 0 | 0 | 0 | 0 | 0 | 0 | 0 | 0 | 0 | 0 | 0 | 0 | 0 | 0 | 0 | 0 | 0 | 0 | 0 | 0 | 0 | 0 | 0 | 0 | 0 | 0 | 0 | 0 | 0 | 0 | 0 | 0 | 0 | 0 | 0 | 0 | 0 | 0 | 0 | 0 | 0 | 0 | 0 | 0 | 0 | 0 | 0 | 0 | 0 | 0 | 0 | 0 | 0 | 0 | 0 | 0 | 0 | 0 | 10 | 0
137 | TRL | Etch-TRL | Default | UVozone-Au | 8.5 | 25 | 0 | 0 | 2 | 0 | 0 | 4 | 0 | 0 | 0 | 0 | 0 | 0 | 0 | 0 | 0 | 0 | 0 | 0 | 0 | 0 | 0 | 0 | 0 | 0 | 0 | 0 | 0 | 0 | 0 | 0 | 0 | 0 | 0 | 0 | 0 | 0 | 0 | 0 | 0 | 0 | 0 | 0 | 0 | 0 | 0 | 0 | 0 | 0 | 0 | 0 | 0 | 0 | 0 | 0 | 0 | 0 | 0 | 0 | 0 | 0 | 0 | 0 | 0 | 0 | 0 | 0 | 0 | 0 | 0 | 0 | 10 | 0
138 | TRL | Etch-TRL | Default | UVozone-noAu | 8.5 | 25 | 0 | 0 | 2 | 0 | 0 | 4 | 0 | 0 | 0 | 0 | 0 | 0 | 0 | 0 | 0 | 0 | 0 | 0 | 0 | 0 | 0 | 0 | 0 | 0 | 0 | 0 | 0 | 0 | 0 | 0 | 0 | 0 | 0 | 0 | 0 | 0 | 0 | 0 | 0 | 0 | 0 | 0 | 0 | 0 | 0 | 0 | 0 | 0 | 0 | 0 | 0 | 0 | 0 | 0 | 0 | 0 | 0 | 0 | 0 | 0 | 0 | 0 | 0 | 0 | 0 | 0 | 0 | 0 | 0 | 0 | 10 | 0
139 | TRL | Photo-TRL | Default | varTemp | 8.5 | 25 | 0 | 0 | 0 | 0 | 0 | 0 | 0 | 0 | 0 | 0 | 0 | 0 | 0 | 0 | 0 | 0 | 0 | 0 | 0 | 0 | 0 | 0 | 0 | 0 | 0 | 0 | 0 | 0 | 0 | 0 | 0 | 0 | 0 | 0 | 0 | 0 | 0 | 0 | 0 | 0 | 0 | 0 | 0 | 0 | 0 | 0 | 0 | 0 | 0 | 0 | 0 | 0 | 0 | 0 | 0 | 0 | 0 | 0 | 0 | 0 | 0 | 0 | 0 | 0 | 0 | 0 | 0 | 0 | 0 | 0 | 10 | 0
140 | TRL | Metrology-TRL | Default | WYKO | 8.5 | 25 | 0 | 0 | 5 | 0 | 0 | 10 | 0 | 0 | 0 | 0 | 0 | 0 | 0 | 0 | 0 | 0 | 0 | 0 | 0 | 0 | 0 | 0 | 0 | 0 | 0 | 0 | 0 | 0 | 0 | 0 | 0 | 0 | 0 | 0 | 0 | 0 | 0 | 0 | 0 | 0 | 0 | 0 | 0 | 0 | 0 | 0 | 0 | 0 | 0 | 0 | 0 | 0 | 0 | 0 | 0 | 0 | 0 | 0 | 0 | 0 | 0 | 0 | 0 | 0 | 0 | 0 | 0 | 0 | 0 | 0 | 10 | 0
141 | TRL | Etch-TRL | Etch | XeF2 | 8.5 | 25 | 0 | 0 | 20 | 0 | 0 | 25 | 0 | 0 | 0 | 0 | 0 | 0 | 0 | 0 | 0 | 0 | 0 | 0 | 0 | 0 | 0 | 0 | 0 | 0 | 0 | 0 | 0 | 0 | 0 | 0 | 0 | 0 | 0 | 0 | 0 | 0 | 0 | 0 | 0 | 0 | 0 | 0 | 0 | 0 | 0 | 0 | 0 | 0 | 0 | 0 | 0 | 0 | 0 | 0 | 0 | 0 | 0 | 0 | 0 | 0 | 0 | 0 | 0 | 0 | 0 | 0 | 0 | 0 | 0 | 0 | 10 | 0
Note on C2: determines where in CORAL tree
Note on D2: determines Runtime Dialogue Box & feeds into Cost Policy